## Cover Sheet
This Spreadsheet compiles data for comparison of gas heating to heat pump efficiency for a two family home in Belmont
It compares gas usage for heating in the 2011-2012 heating season to electric usage for heating in the 2022-23 heating season. These seasons had near identical heating degree days.
Heating season is defined here as October through March. September, April, and May need not be included because the well-insulated home in question uses negligible heat in the shoulder months.
Gas use for heating was measured by month at the meter in the 2011-2012 season; non-heating uses in one unit were conservatively estimated.
Electric use for heating was measured by sensors attached to the compressor circuit and monitored through Emporia Vue. Results were checked to whole house usage through Sense.
The net result is that in this season in this home, from an annual operating perspective, the heat pumps moderately increased GHG usage and yielded essentially no money saving.
As a result of a refrigerant leak, the overall GHG impact of the heat pump conversion for the first year (4.3 metric tons) was just a little less than the impact of the typical passenger vehicle driven for a year (4.6 metric tons).
https://www.epa.gov/greenvehicles/greenhouse-gas-emissions-typical-passenger-vehicle
Note that we lack data to allow a comparison of cooling costs. However, given the low SCOP for heating of this heat pump configuration (1.5), there does not appear to a reason to assume cooling cost savings.
The low efficiency may relate to the sizing of the air handler fan next to the extensive duct work that it has to push air through.
Some of the poor efficiency of the heat pump is certainly due to the leak this season, but this only affected a few weeks and did NOT evidently increase relative power consumption.
In fact, both instantaneous and overall power usage appeared to decline during the leak period.
The main consequence of the leak was that the downstairs pump ultimately could not keep up with heating demands and the downstairs unit got a little cool.
Prepared by Will Brownsberger
william.brownsberger@masenate.gov
617-771-8274
2023-04-01
Table of Contents
Net GHG and Cost Results
Monthly COP by Unit
Notes/assumptions
Underlying Data
Heating degree days by month
Historic monthly gas meter readings
Power consumption by day
Power consumption by month
Power consumption by 15 minute interval
Power consumption by 15 minute interval, grouped by week
Power consumption during morning catchup from setback
Instrument checks
Comparison of Emporia View to Sense
Comparison of two leads on downstairs pump
Back to Cover Sheet

## Net GHG and cost results
Back to Cover Sheet
NET RESULTS FROM CONVERSION -- COMPARISON TO SIMILAR SEASON; RESULTS COMBINED FOR TWO UNITS
October 2011 through March 2012 -- Gas Furnace results
| Heating degree days | 4462.4
| Gas used (actual) less estimated non--heating | 167.89
| GHG from gas (kg/CO2) | 888.306
| Cost of gas (excluding minimum charges) | 366.8137
October 2022 through March 2013 -- Heat Pump results
| Heating degree days | 4380.4
| Kwh used -- actual for heat pump compressors | 2874.6407
| Computation A: GHG from electric consumption (kgCO2) | 1264.7991 | Using emissions from gas generation
| Computation B: GHG from electric consumption (kgCO2) | 967.5061 | Using load weighted marginal emissions (2020)
| Cost of heating electricity (excluding minimum charges) | 628.2995
Comparison
| Computation A: Net GHG savings (kgCO2) | -376.4931 | Using emissions from gas generation
| Computation B: Net GHG savings (kgCO2) | -79.2002 | Using load weighted marginal emissions (2020)
| Net annual cost savings (operations) | -261.4859
| Net annual cost savings from service disconnection (2 units) | 292 | Counting 12 months of minimum charges
| Net cost savings including service disconnection | 30.5141
Additional GHG Non-Savings
| Refrigerant leak fully evident in March (lbs.) | 4.1 | Over 50% of full charge which is 7.4 lbs
| kgCO2e contributed by leak | -3882.1883
| Total first year carbon impact | -4258.6815
Capital Costs
| Full cost -- units fully installed (2*16500) | 33000
| Less: Mass Save incentives (2*10000) | 20000
| Less: BMLD incentives (2*1525) | 3050
| Capital Cost to homeowner | 9950

## Monthly COP Computation by Unit
Back to Cover Sheet
NOTE: This comparison of data at the unit and by month introduces a lot of noise. The only really significant result is the full seasonal coefficient of performance in the lower right corner.
| HDD 65 |  | CCF of Gas Used in Comparison Season -- 2011-2 |  |  |  | Heating Therms of Gas Used in Comparison Season -- 2011-2 |  |  | Thermal load in comparison season -- 2011-2 MBTU |  |  | Thermal load in comparison season --2011-2 in kwh |  |  | Measured kwh 2022-3 for two heat pumps (compressor only) |  |  | COP By Unit by Month
| 2011-2 | 2022-3 | All Uses Downstairs | Heating Downstairs* | Upstairs | Total | Downstairs | Upstairs | Total | Downstairs | Upstairs | Total | Downstairs | Upstairs | Total | Downstairs | Upstairs | Total | Downstairs | Upstairs | Total
October | 417.9 | 378.3 | 7 | 4 | 0 | 4 | 4.12 | 0 | 4.12 | 0.3708 | 0 | 0.3708 | 108.6708 | 0 | 108.6708 | 26.3194 | 35.0871 | 61.4065 | 4.1289 | 0 | 1.7697
November | 563.2 | 560.1 | 12 | 9 | 0 | 9 | 9.27 | 0 | 9.27 | 0.8343 | 0 | 0.8343 | 244.5092 | 0 | 244.5092 | 116.1736 | 129.2222 | 245.3958 | 2.1047 | 0 | 0.99639
December | 881.8 | 902.4 | 30 | 27 | 7 | 34 | 27.81 | 7.21 | 35.02 | 2.5029 | 0.6489 | 3.1518 | 733.5276 | 190.1738 | 923.7014 | 377.4285 | 246.8391 | 624.2676 | 1.9435 | 0.77044 | 1.4797
January | 1052.7 | 880.3 | 42 | 39 | 14 | 53 | 40.17 | 14.42 | 54.59 | 3.6153 | 1.2978 | 4.9131 | 1059.5398 | 380.3476 | 1439.8875 | 449.8268 | 246.2113 | 696.0381 | 2.3554 | 1.5448 | 2.0687
February | 895.2 | 866 | 36 | 33 | 12 | 45 | 33.99 | 12.36 | 46.35 | 3.0591 | 1.1124 | 4.1715 | 896.5337 | 326.0123 | 1222.546 | 460.7144 | 241.3957 | 702.1101 | 1.946 | 1.3505 | 1.7412
March | 651.6 | 793.3 | 18 | 15 | 3 | 18 | 15.45 | 3.09 | 18.54 | 1.3905 | 0.2781 | 1.6686 | 407.5153 | 81.5031 | 489.0184 | 360.0174 | 185.4052 | 545.4226 | 1.1319 | 0.43959 | 0.89659
Season | 4462.4 | 4380.4 | 145 | 127 | 36 | 163 | 130.81 | 37.08 | 167.89 | 11.7729 | 3.3372 | 15.1101 | 3450.2964 | 978.0368 | 4428.3332 | 1790.4801 | 1084.1606 | 2874.6407 | 1.927 | 0.90211 | 1.5405
* See Cover notes for allowance for gas range and dryer

## Notes
Back to Cover Sheet
Notes:
1 | Both units completed deep energy retrofit in 2010
2 | Heat pumps installed in June 2020 -- two identical Daikin RZQ18TAVJU compressors
One for upstairs in attic, serving attic and second floor via ducts
One for downstairs in basement, serving first floor via ducts
|  | HSPF: | 9.5 | SCOP | 2.7843
3 | Manual J Computations
|  |  | Area ft2 | Htg Load Btuh
|  | upstairs | 2755 | 13364
|  | downstairs | 1669 | 10813
4 | Comparison season chosen -- 2011-2 matched HDD
Six month season (little load outside October to March)
Thermostat settings in comparison gas season likely were higher than in heat pump season
"Monthly COP Computations" sheet is included, but only reliable result is summary on "Net GHG results" sheet because (a) there is little thermal barrier between units and (b) monthly relationship between HDD and load varies.
Only compressor power consumption is tracked -- this overstates relative heat pump efficiency since heat pump fan runs more than furnace air handler
Note, a mild winter should favor the heat pump in the comparison because heat pump efficiency goes down some with temperature
5 | Conversion factors
|  | ccf to Therms for Natural Gas |  |  |  | 1.03 | (varies on gas bills in this ball park)
|  | Assumed efficiency of gas burner |  |  |  | 90% | (note this assumption does not affect relative heat pump efficiency, since load is derived from gas consumption)
|  | kwh/MBTU |  |  |  | 293.0711
|  | kgCO2/MBTU of natural gas burned |  |  |  | 52.91 | https://www.eia.gov/environment/emissions/co2_vol_mass.php
|  | kgCO2/kwh from electricity from natural gas |  |  |  | 0.43999 | https://www.eia.gov/tools/faqs/faq.php?id=74&t=11
|  | pounds per kilogram |  |  |  | 2.2046
|  | load weighted marginal kgCO2/kwh |  |  |  | 0.33657 | Table 5-5 https://www.iso-ne.com/static-assets/documents/2022/05/2020_air_emissions_report.pdf
6 | Rate | gas price (at applicable monthly rates) |  |  |  |  | Residential heating rate R-3-B (Boston Division)
For gas rates see:
https://www.nationalgridus.com/media/pdfs/billing-payments/gas-rates/cities-and-towns.pdf
https://www.nationalgridus.com/MA-Gas-Home/Service-Rates/
https://www.nationalgridus.com/media/pdfs/billing-payments/gas-rates/mag/2022/october-1-2022.pdf
https://www.nationalgridus.com/media/pdfs/billing-payments/gas-rates/mag/2022/november_1_2022_service_rates.pdf
https://www.nationalgridus.com/media/pdfs/billing-payments/gas-rates/current-and-historical-gas-adjustment-factors-mag.pdf
|  |  |  | Minimum | Base Dist. | RDM AF | LDAF | Supply |  | Total Per Therm
|  |  | 2022-10-01 | 12 | 0.4477 | 0.0366 | 0.3644 | 1.0375 |  | 1.8862
|  |  | 2022-11-01 | 12 | 0.7743 | 0.0525 | 0.436 | 1.0498 |  | 2.3126
|  |  | 2022-12-01 | 12 | 0.7743 | 0.0525 | 0.436 | 0.987 |  | 2.2498
|  |  | 2023-01-01 | 12 | 0.7743 | 0.0525 | 0.436 | 0.987 |  | 2.2498
|  |  | 2023-02-01 | 12 | 0.7743 | 0.0525 | 0.436 | 0.8904 |  | 2.1532
|  |  | 2023-03-01 | 12 | 0.7743 | 0.0525 | 0.436 | 0.6897 |  | 1.9525
Electric rates (Belmont Light)
https://www.belmontlight.com/wp-content/uploads/2023/01/Belmont-Light-Tariff-Sheet-2023-01-01-Residential-Rate-A.pdf
https://www.belmontlight.com/wp-content/uploads/2021/05/Residential-Rate-A.pdf
|  |  |  | Energy | NY Hydro Credit* | Power Cost Adjustment | Total per kwh
|  |  | 2022-10-01 | 0.19317 | -0.003 | 0.011 | 0.20117
|  |  | 2022-11-01 | 0.19317 | -0.003 | 0.011 | 0.20117
|  |  | 2022-12-01 | 0.19317 | -0.003 | 0.011 | 0.20117
|  |  | 2023-01-01 | 0.2299 | -0.003 | 0 | 0.2269
|  |  | 2023-02-01 | 0.2299 | -0.003 | 0 | 0.2269
|  |  | 2023-03-01 | 0.2299 | -0.003 | 0 | 0.2269
* Note, NY Hydro credit applies only to first 500 hours; some bills may have slightly exceeded this -- analysis does not adjust, so slightly understating electric cost
7 | In 2011-2, non-heating gas uses in downstairs unit -- clothes dryer, range -- estimated at | [7 empty] | 3 | ccf per month (3 is a low end assumption); all gas appliances removed with heat pumps
12 loads/month @20000 BTU/load suggests dryer alone is 2.5 therms
https://www.chooseenergy.com/blog/energy-efficiency/buying-a-dryer-natural-gas-or-electric/
https://www.engineeringtoolbox.com/natural-gas-consumption-d_172.html
60 therms average in NE for consumption other than space and water translates to 5 therms/month
3-5 therms/month is consistent with shoulder months when unit occupied but not heating (in 2011-2015 years, residents vacationed on cape from mid spring to mid fall).
Using higher assumption makes heat pumps look worse
8 | Refrigerant global warming potential R410A |  |  |  | 2087.5 | https://ww2.arb.ca.gov/resources/documents/high-gwp-refrigerants
100 year warming potential

## Heating Degree Day Monthly Data
Back to Cover Sheet
Description: | Fahrenheit-based heating degree days with a base temperature of 65 F
Source: | www.degreedays.net
Accuracy: | Estimates were made to account for missing data: the "% Estimated" column shows how much each figure was affected (0% is best, 100% is worst)
Station: | Bedford, MA, US (71.29W,42.47N)
Station ID: | KBED
First day | Last day | HDD 65 | % Estimated
2010-01-01 | 2010-01-31 | 1190.9 | 0.1
2010-02-01 | 2010-02-28 | 963.6 | 0.1
2010-03-01 | 2010-03-31 | 705.7 | 0.1
2010-04-01 | 2010-04-30 | 426.2 | 0.3
2010-05-01 | 2010-05-31 | 208.3 | 0.5
2010-06-01 | 2010-06-30 | 64.6 | 0.2
2010-07-01 | 2010-07-31 | 21.4 | 0.4
2010-08-01 | 2010-08-31 | 43.6 | 0.3
2010-09-01 | 2010-09-30 | 111.2 | 0
2010-10-01 | 2010-10-31 | 441.4 | 0.1
2010-11-01 | 2010-11-30 | 709.8 | 0.07
2010-12-01 | 2010-12-31 | 1109.1 | 0.2
2011-01-01 | 2011-01-31 | 1298.6 | 0.03
2011-02-01 | 2011-02-28 | 1069.5 | 0.04
2011-03-01 | 2011-03-31 | 884 | 0.03
2011-04-01 | 2011-04-30 | 502.3 | 0.03
2011-05-01 | 2011-05-31 | 268.1 | 0
2011-06-01 | 2011-06-30 | 112.2 | 0
2011-07-01 | 2011-07-31 | 19.7 | 0.03
2011-08-01 | 2011-08-31 | 30.7 | 0.1
2011-09-01 | 2011-09-30 | 108.2 | 0
2011-10-01 | 2011-10-31 | 417.9 | 0
2011-11-01 | 2011-11-30 | 563.2 | 0.1
2011-12-01 | 2011-12-31 | 881.8 | 0
2012-01-01 | 2012-01-31 | 1052.7 | 0
2012-02-01 | 2012-02-29 | 895.2 | 0.03
2012-03-01 | 2012-03-31 | 651.6 | 0
2012-04-01 | 2012-04-30 | 462.7 | 0.03
2012-05-01 | 2012-05-31 | 207.7 | 0.06
2012-06-01 | 2012-06-30 | 120.6 | 0.07
2012-07-01 | 2012-07-31 | 21.6 | 0.1
2012-08-01 | 2012-08-31 | 26.5 | 0.03
2012-09-01 | 2012-09-30 | 168.6 | 0
2012-10-01 | 2012-10-31 | 357.9 | 0.2
2012-11-01 | 2012-11-30 | 803.5 | 0
2012-12-01 | 2012-12-31 | 941.6 | 0.2
2013-01-01 | 2013-01-31 | 1110.9 | 0.03
2013-02-01 | 2013-02-28 | 1014.2 | 0.07
2013-03-01 | 2013-03-31 | 916.4 | 0.1
2013-04-01 | 2013-04-30 | 543.4 | 0.03
2013-05-01 | 2013-05-31 | 293.5 | 0.03
2013-06-01 | 2013-06-30 | 93.9 | 0
2013-07-01 | 2013-07-31 | 13 | 0.1
2013-08-01 | 2013-08-31 | 58 | 0.6
2013-09-01 | 2013-09-30 | 206.3 | 0.03
2013-10-01 | 2013-10-31 | 449.2 | 0.03
2013-11-01 | 2013-11-30 | 787.7 | 0
2013-12-01 | 2013-12-31 | 1119.4 | 0
2014-01-01 | 2014-01-31 | 1271 | 0.03
2014-02-01 | 2014-02-28 | 1133.7 | 0
2014-03-01 | 2014-03-31 | 1085.6 | 0
2014-04-01 | 2014-04-30 | 567.4 | 0.07
2014-05-01 | 2014-05-31 | 273.6 | 0.1
2014-06-01 | 2014-06-30 | 99 | 0.1
2014-07-01 | 2014-07-31 | 29.3 | 0.1
2014-08-01 | 2014-08-31 | 74.2 | 0.06
2014-09-01 | 2014-09-30 | 198.7 | 0.07
2014-10-01 | 2014-10-31 | 380.9 | 0.03
2014-11-01 | 2014-11-30 | 779.7 | 0.03
2014-12-01 | 2014-12-31 | 946.9 | 0
2015-01-01 | 2015-01-31 | 1314.6 | 0
2015-02-01 | 2015-02-28 | 1388.3 | 0
2015-03-01 | 2015-03-31 | 1066.8 | 0
2015-04-01 | 2015-04-30 | 554 | 0.03
2015-05-01 | 2015-05-31 | 192.1 | 2
2015-06-01 | 2015-06-30 | 136.3 | 0.1
2015-07-01 | 2015-07-31 | 29.3 | 0
2015-08-01 | 2015-08-31 | 33 | 0
2015-09-01 | 2015-09-30 | 120.9 | 0
2015-10-01 | 2015-10-31 | 476.2 | 0.1
2015-11-01 | 2015-11-30 | 620.9 | 0
2015-12-01 | 2015-12-31 | 735.8 | 0
2016-01-01 | 2016-01-31 | 1110.8 | 0.1
2016-02-01 | 2016-02-29 | 939.5 | 11
2016-03-01 | 2016-03-31 | 728.6 | 0
2016-04-01 | 2016-04-30 | 571.2 | 0
2016-05-01 | 2016-05-31 | 289.6 | 0
2016-06-01 | 2016-06-30 | 86.3 | 0
2016-07-01 | 2016-07-31 | 27 | 0
2016-08-01 | 2016-08-31 | 23.4 | 1
2016-09-01 | 2016-09-30 | 126.8 | 0
2016-10-01 | 2016-10-31 | 419.3 | 0
2016-11-01 | 2016-11-30 | 679.1 | 0.1
2016-12-01 | 2016-12-31 | 1023.1 | 0.03
2017-01-01 | 2017-01-31 | 1010.4 | 0
2017-02-01 | 2017-02-28 | 867.4 | 0.2
2017-03-01 | 2017-03-31 | 1009.6 | 0
2017-04-01 | 2017-04-30 | 444 | 0
2017-05-01 | 2017-05-31 | 338.8 | 0.03
2017-06-01 | 2017-06-30 | 98.8 | 0.07
2017-07-01 | 2017-07-31 | 41.8 | 0
2017-08-01 | 2017-08-31 | 63.6 | 0
2017-09-01 | 2017-09-30 | 107.6 | 0.07
2017-10-01 | 2017-10-31 | 254.8 | 0.06
2017-11-01 | 2017-11-30 | 718.5 | 0.2
2017-12-01 | 2017-12-31 | 1197.3 | 0.06
2018-01-01 | 2018-01-31 | 1200.5 | 0.2
2018-02-01 | 2018-02-28 | 808.7 | 0.04
2018-03-01 | 2018-03-31 | 915.4 | 0.03
2018-04-01 | 2018-04-30 | 636.2 | 0.03
2018-05-01 | 2018-05-31 | 193.9 | 0.06
2018-06-01 | 2018-06-30 | 101.6 | 0.1
2018-07-01 | 2018-07-31 | 19 | 0.2
2018-08-01 | 2018-08-31 | 12.5 | 0
2018-09-01 | 2018-09-30 | 110.5 | 0
2018-10-01 | 2018-10-31 | 459.7 | 0.03
2018-11-01 | 2018-11-30 | 761.7 | 0
2018-12-01 | 2018-12-31 | 960.8 | 0
2019-01-01 | 2019-01-31 | 1158.6 | 0
2019-02-01 | 2019-02-28 | 959.8 | 0
2019-03-01 | 2019-03-31 | 884.4 | 0
2019-04-01 | 2019-04-30 | 475.2 | 0
2019-05-01 | 2019-05-31 | 291.3 | 0
2019-06-01 | 2019-06-30 | 59.4 | 0
2019-07-01 | 2019-07-31 | 6.1 | 0
2019-08-01 | 2019-08-31 | 30 | 0
2019-09-01 | 2019-09-30 | 112.7 | 0
2019-10-01 | 2019-10-31 | 307.4 | 0.06
2019-11-01 | 2019-11-30 | 801.7 | 0.4
2019-12-01 | 2019-12-31 | 1011.4 | 0
2020-01-01 | 2020-01-31 | 971.4 | 0
2020-02-01 | 2020-02-29 | 907.5 | 0
2020-03-01 | 2020-03-31 | 700.1 | 0
2020-04-01 | 2020-04-30 | 592.7 | 0
2020-05-01 | 2020-05-31 | 273.3 | 0.03
2020-06-01 | 2020-06-30 | 68.1 | 0
2020-07-01 | 2020-07-31 | 7.3 | 0.03
2020-08-01 | 2020-08-31 | 30.5 | 0
2020-09-01 | 2020-09-30 | 148.9 | 0.3
2020-10-01 | 2020-10-31 | 421.4 | 0.06
2020-11-01 | 2020-11-30 | 601.6 | 0.03
2020-12-01 | 2020-12-31 | 955.6 | 0
2021-01-01 | 2021-01-31 | 1096.2 | 0.03
2021-02-01 | 2021-02-28 | 1017.2 | 0
2021-03-01 | 2021-03-31 | 769.8 | 0.03
2021-04-01 | 2021-04-30 | 487.5 | 0
2021-05-01 | 2021-05-31 | 260.2 | 0
2021-06-01 | 2021-06-30 | 53.8 | 0
2021-07-01 | 2021-07-31 | 35.5 | 0.3
2021-08-01 | 2021-08-31 | 15.3 | 0
2021-09-01 | 2021-09-30 | 79.2 | 0.03
2021-10-01 | 2021-10-31 | 285.1 | 0
2021-11-01 | 2021-11-30 | 694.9 | 0
2021-12-01 | 2021-12-31 | 861.4 | 0.1
2022-01-01 | 2022-01-31 | 1235 | 0.2
2022-02-01 | 2022-02-28 | 945.7 | 0
2022-03-01 | 2022-03-31 | 756.1 | 0
2022-04-01 | 2022-04-30 | 478.8 | 0
2022-05-01 | 2022-05-31 | 209 | 0
2022-06-01 | 2022-06-30 | 90 | 0
2022-07-01 | 2022-07-31 | 16.5 | 0
2022-08-01 | 2022-08-31 | 11.9 | 0.1
2022-09-01 | 2022-09-30 | 140.5 | 0.3
2022-10-01 | 2022-10-31 | 378.3 | 0
2022-11-01 | 2022-11-30 | 560.1 | 0
2022-12-01 | 2022-12-31 | 902.4 | 0.06
2023-01-01 | 2023-01-31 | 880.3 | 0
2023-02-01 | 2023-02-28 | 866 | 0.04
2023-03-01 | 2023-03-31 | 793.3 | 0

## Historic Gas Meter Readings
Back to Cover Sheet
| x100 Cubic Feet of Gas used From Direct Meter Reads on First Day of month |  |  |  | October to March in Therms (Total, Both Units) | October to March in HDD | Therms/HDD
| Downstairs | Upstairs | Total | 2011-2 | 186.3576 | 4462.4 | 0.041762
2011-01-01 | 56 | 20 | 76 | 2012-3 | 247.104 | 5144.5 | 0.048033
2011-02-01 | 46 | 10 | 56 | 2013-4 | 291.3768 | 5846.6 | 0.049837
2011-03-01 | 31 | 4 | 35 | 2014-5 | 333.5904 | 5877.2 | 0.05676
2011-04-01 | 12 | 0 | 12 | 2021-2 | 255 | 4778.2 | 0.053367
2011-05-01 | 3 | 0 | 3 | 2022-3 | N/A | 4380.4
2011-06-01 | 1 | 0 | 1
2011-07-01 | 1 | 0 | 1 | 100 Cubic Feet to Therms |  |  | 1.0296
2011-08-01 | 0 | 1 | 1
2011-09-01 | 1 | 0 | 1
2011-10-01 | 7 | 0 | 7
2011-11-01 | 12 | 0 | 12
2011-12-01 | 30 | 7 | 37
2012-01-01 | 42 | 14 | 56
2012-02-01 | 36 | 12 | 48
2012-03-01 | 18 | 3 | 21
2012-04-01 | 6 | 0 | 6
2012-05-01 | 7 | 0 | 7
2012-06-01 | 1 | 0 | 1
2012-07-01 | 0 | 0 | 0
2012-08-01 | 1 | 0 | 1
2012-09-01 | 2 | 0 | 2
2012-10-01 | 3 | 0 | 3
2012-11-01 | 23 | 4 | 27
2012-12-01 | 37 | 16 | 53
2013-01-01 | 48 | 19 | 67
2013-02-01 | 38 | 17 | 55
2013-03-01 | 24 | 11 | 35
2013-04-01 | 14 | 1 | 15
2013-05-01 | 2 | 0 | 2
2013-06-01 | 3 | 0 | 3
2013-07-01 | 0 | 0 | 0
2013-08-01 | 1 | 0 | 1
2013-09-01 | 2 | 0 | 2
2013-10-01 | 6 | 0 | 6
2013-11-01 | 21 | 6 | 27
2013-12-01 | 51 | 17 | 68
2014-01-01 | 52 | 26 | 78
2014-02-01 | 36 | 17 | 53
2014-03-01 | 39 | 12 | 51
2014-04-01 | 13 | 0 | 13
2014-05-01 | 5 | 0 | 5
2014-06-01 | 0 | 0 | 0
2014-07-01 | 1 | 0 | 1
2014-08-01 | 1 | 0 | 1
2014-09-01 | 1 | 0 | 1
Octoaber 2014 | 5 | 0 | 5
2014-11-01 | 38 | 6 | 44
2014-12-01 | 29 | 8 | 37
2015-01-01 | 58 | 27 | 85
2015-02-01 | 56 | 28 | 84
2015-03-01 | 51 | 18 | 69
2015-04-01 | 15 | 1 | 16
2015-05-01 | 5 | 0 | 5
2015-06-01 | 3 | 0 | 3
Therms From Gas Bill
2021-10-01 | 4 | 2 | 6
2021-11-01 | 21 | 14 | 35
2021-12-01 | 25 | 29 | 54
2022-01-01 | 36 | 36 | 72
2022-02-01 | 32 | 25 | 57
March 22 (read 4/2) | 15 | 16 | 31

## 1 Day compressors kwh
Back to Cover Sheet
Kilowatt Hours Consumed by Compressors (Two Units) |  |  | Back to Cover Sheet
Day | Upstairs | Downstairs
2022-10-02 | 4.0793 | 0.1571
2022-10-03 | 1.1027 | 0.95
2022-10-04 | 3.6643 | 0.9467
2022-10-05 | 1.093 | 0.9411
2022-10-06 | 0.881 | 0.7113
2022-10-07 | 0.7883 | 0.6027
2022-10-08 | 1.039 | 0.9551
2022-10-09 | 1.03 | 0.9475
2022-10-10 | 1.0288 | 0.9481
2022-10-11 | 1.0315 | 0.9531
2022-10-12 | 0.7752 | 0.7308
2022-10-13 | 0.9352 | 0.8849
2022-10-14 | 0.8388 | 0.8928
2022-10-15 | 0.8835 | 0.8161
2022-10-16 | 0.9241 | 0.8728
2022-10-17 | 1.0248 | 0.9471
2022-10-18 | 1.0252 | 0.9517
2022-10-19 | 1.0278 | 0.9492
2022-10-20 | 1.0189 | 0.945
2022-10-21 | 1.0232 | 0.9464
2022-10-22 | 0.9304 | 0.8649
2022-10-23 | 1.0125 | 0.9367
2022-10-24 | 1.02 | 0.9453
2022-10-25 | 1.0172 | 0.9414
2022-10-26 | 0.7875 | 0.8646
2022-10-27 | 1.024 | 0.9457
2022-10-28 | 1.0219 | 0.9457
2022-10-29 | 1.0205 | 0.9416
2022-10-30 | 1.0174 | 0.9406
2022-10-31 | 1.0211 | 0.9434
2022-11-01 | 1.0227 | 0.9483
2022-11-02 | 0.8927 | 0.8398
2022-11-03 | 1.0304 | 0.9539
2022-11-04 | 0.811 | 0.7743
2022-11-05 | 0.5235 | 0.4874
2022-11-06 | 0.0624 | 0.0515
2022-11-07 | 0.2854 | 0.257
2022-11-08 | 1.0273 | 0.9464
2022-11-09 | 1.0179 | 6.7249
2022-11-10 | 1.0242 | 4.6989
2022-11-11 | 0.6763 | 1.2874
2022-11-12 | 0.3821 | 0.5368
2022-11-13 | 1.0204 | 1.1144
2022-11-14 | 1.0189 | 1.1192
2022-11-15 | 7.5567 | 7.5247
2022-11-16 | 5.2247 | 6.8329
2022-11-17 | 6.1403 | 2.7711
2022-11-18 | 9.3449 | 4.8054
2022-11-19 | 9.2007 | 6.4251
2022-11-20 | 9.5051 | 8.8859
2022-11-21 | 10.8866 | 11.9876
2022-11-22 | 8.4825 | 7.1554
2022-11-23 | 6.5885 | 4.1506
2022-11-24 | 8.9513 | 7.3521
2022-11-25 | 5.4461 | 3.7136
2022-11-26 | 6.1272 | 4.4338
2022-11-27 | 4.6629 | 4.7728
2022-11-28 | 1.0936 | 2.99
2022-11-29 | 11.6247 | 7.0917
2022-11-30 | 7.5912 | 4.5407
2022-12-01 | 7.0703 | 6.5406
2022-12-02 | 7.378 | 8.8664
2022-12-03 | 4.5724 | 4.0789
2022-12-04 | 5.202 | 5.72
2022-12-05 | 8.6212 | 8.6026
2022-12-06 | 7.0717 | 5.3455
2022-12-07 | 2.9122 | 2.9805
2022-12-08 | 1.0967 | 2.4298
2022-12-09 | 6.8142 | 7.0936
2022-12-10 | 11.8148 | 10.8047
2022-12-11 | 14.8903 | 15.4112
2022-12-12 | 11.8068 | 17.8712
2022-12-13 | 12.6581 | 12.5909
2022-12-14 | 13.4336 | 14.5635
2022-12-15 | 12.8776 | 11.6936
2022-12-16 | 6.9152 | 7.6862
2022-12-17 | 9.6186 | 8.7812
2022-12-18 | 8.3341 | 14.1408
2022-12-19 | 7.8302 | 16.4489
2022-12-20 | 7.7389 | 17.9162
2022-12-21 | 7.4187 | 16.423
2022-12-22 | 6.8394 | 15.2609
2022-12-23 | 1.0812 | 5.6817
2022-12-24 | 7.6973 | 33.5616
2022-12-25 | 14.0395 | 29.5261
2022-12-26 | 9.4709 | 20.4192
2022-12-27 | 10.1122 | 19.3968
2022-12-28 | 11.7557 | 17.6081
2022-12-29 | 7.5951 | 10.0598
2022-12-30 | 1.0864 | 6.3782
2022-12-31 | 1.0858 | 3.5468
2023-01-01 | 1.083 | 2.994
2023-01-02 | 3.28 | 10.4752
2023-01-03 | 7.2352 | 10.7281
2023-01-04 | 4.5283 | 8.213
2023-01-05 | 5.8995 | 9.6969
2023-01-06 | 10.1124 | 15.4826
2023-01-07 | 8.336 | 20.0781
2023-01-08 | 1.013 | 22.4182
2023-01-09 | 7.6918 | 18.8175
2023-01-10 | 6.9534 | 16.5503
2023-01-11 | 9.7371 | 23.9899
2023-01-12 | 13.396 | 18.6298
2023-01-13 | 1.0908 | 7.5442
2023-01-14 | 7.7942 | 17.3245
2023-01-15 | 10.4439 | 19.0372
2023-01-16 | 13.5502 | 23.035
2023-01-17 | 7.894 | 15.6898
2023-01-18 | 4.0128 | 10.641
2023-01-19 | 6.4013 | 16.5795
2023-01-20 | 10.036 | 10.9851
2023-01-21 | 11.5129 | 14.7896
2023-01-22 | 13.0568 | 16.8593
2023-01-23 | 15.6587 | 17.2434
2023-01-24 | 10.9413 | 15.8995
2023-01-25 | 10.9743 | 17.5303
2023-01-26 | 7.8233 | 11.7288
2023-01-27 | 7.9215 | 12.9346
2023-01-28 | 7.0867 | 11.1661
2023-01-29 | 7.533 | 11.0303
2023-01-30 | 5.8655 | 9.7251
2023-01-31 | 7.3484 | 12.0099
2023-02-01 | 12.1847 | 19.9775
2023-02-02 | 12.2814 | 17.6332
2023-02-03 | 11.7557 | 36.6612
2023-02-04 | 30.0678 | 41.7827
2023-02-05 | 11.802 | 14.4918
2023-02-06 | 8.5102 | 12.5522
2023-02-07 | 9.0984 | 12.6813
2023-02-08 | 7.6386 | 13.2919
2023-02-09 | 6.9668 | 12.885
2023-02-10 | 4.6607 | 15.6491
2023-02-11 | 1.1031 | 12.8054
2023-02-12 | 1.0923 | 7.7573
2023-02-13 | 7.3892 | 11.7176
2023-02-14 | 6.1826 | 9.3348
2023-02-15 | 5.6225 | 10.4727
2023-02-16 | 1.0913 | 5.8602
2023-02-17 | 1.0846 | 13.7815
2023-02-18 | 7.6267 | 18.3381
2023-02-19 | 6.8006 | 9.9869
2023-02-20 | 4.0347 | 8.1663
2023-02-21 | 1.0843 | 10.7721
2023-02-22 | 7.2026 | 11.5986
2023-02-23 | 10.2897 | 12.1155
2023-02-24 | 9.7932 | 29.5167
2023-02-25 | 15.36 | 24.1939
2023-02-26 | 17.7668 | 27.2488
2023-02-27 | 9.6707 | 19.5364
2023-02-28 | 13.2345 | 19.9057
2023-03-01 | 8.6447 | 18.4184
2023-03-02 | 6.8141 | 10.4734
2023-03-03 | 7.2413 | 15.7133
2023-03-04 | 8.3724 | 22.6896
2023-03-05 | 10.1215 | 15.0703
2023-03-06 | 7.1799 | 14.5709
2023-03-07 | 8.4414 | 14.9828
2023-03-08 | 11.4789 | 16.6133
2023-03-09 | 7.0606 | 13.8616
2023-03-10 | 6.476 | 11.1193
2023-03-11 | 7.5543 | 15.9986
2023-03-12 | 7.9801 | 16.7931
2023-03-13 | 6.7016 | 19.726
2023-03-14 | 9.7263 | 19.789
2023-03-15 | 9.4609 | 19.3321
2023-03-16 | 6.5398 | 9.4381
2023-03-17 | 4.593 | 6.9114
2023-03-18 | 1.0944 | 5.0855
2023-03-19 | 5.6582 | 7.8222
2023-03-20 | 7.7815 | 10.9973
2023-03-21 | 5.9585 | 7.2115
2023-03-22 | 1.1041 | 5.0638
2023-03-23 | 1.0946 | 4.2557
2023-03-24 | 1.1003 | 4.1752
2023-03-25 | 4.6723 | 9.4101
2023-03-26 | 4.855 | 6.5696
2023-03-27 | 1.0918 | 5.0753
2023-03-28 | 1.0885 | 6.8475
2023-03-29 | 6.9428 | 8.826
2023-03-30 | 1.0997 | 7.3499
2023-03-31 | 7.4767 | 9.8266

## 1 Day Pivot (Monthly)
Back to Cover Sheet
Kilowatt Hours Consumed by Compressors (Two Units)
Row Labels | Sum of Upstairs | Sum of Downstairs
Oct | 35.0871 | 26.3194
Nov | 129.2222 | 116.1736
Dec | 246.8391 | 377.4285
Jan | 246.2113 | 449.8268
Feb | 241.3957 | 460.7144
Mar | 185.4052 | 360.0174
Grand Total | 1084.1606 | 1790.4801

## 15 Minute Data
Back to Cover Sheet
Time | Upstairs | Downstairs
2022-10-03 | 0.0465 | 0.0401
2022-10-03 00:15 | 0.0467 | 0.0401
2022-10-03 00:30 | 0.0466 | 0.0399
2022-10-03 00:45 | 0.0467 | 0.0401
2022-10-03 01:00 | 0.0468 | 0.0402
2022-10-03 01:15 | 0.0469 | 0.0404
2022-10-03 01:30 | 0.0469 | 0.0402
2022-10-03 01:45 | 0.0469 | 0.0403
2022-10-03 02:00 | 0.047 | 0.0404
2022-10-03 02:15 | 0.047 | 0.0404
2022-10-03 02:30 | 0.0471 | 0.0404
2022-10-03 02:45 | 0.047 | 0.0404
2022-10-03 03:00 | 0.047 | 0.0404
2022-10-03 03:15 | 0.047 | 0.0404
2022-10-03 03:30 | 0.0469 | 0.0403
2022-10-03 03:45 | 0.047 | 0.0404
2022-10-03 04:00 | 0.0469 | 0.0403
2022-10-03 04:15 | 0.0466 | 0.04
2022-10-03 04:30 | 0.0466 | 0.0398
2022-10-03 04:45 | 0.0465 | 0.0399
2022-10-03 05:00 | 0.0463 | 0.0398
2022-10-03 05:15 | 0.0461 | 0.0398
2022-10-03 05:30 | 0.0462 | 0.0397
2022-10-03 05:45 | 0.046 | 0.0396
2022-10-03 06:00 | 0.0459 | 0.0396
2022-10-03 06:15 | 0.0464 | 0.0395
2022-10-03 06:30 | 0.0462 | 0.0397
2022-10-03 06:45 | 0.0462 | 0.0397
2022-10-03 07:00 | 0.0458 | 0.0394
2022-10-03 07:15 | 0.046 | 0.0396
2022-10-03 07:30 | 0.0457 | 0.0392
2022-10-03 07:45 | 0.0458 | 0.0394
2022-10-03 08:00 | 0.0461 | 0.0396
2022-10-03 08:15 | 0.0461 | 0.0394
2022-10-03 08:30 | 0.0458 | 0.0395
2022-10-03 08:45 | 0.0458 | 0.0395
2022-10-03 09:00 | 0.0459 | 0.0396
2022-10-03 09:15 | 0.0456 | 0.0392
2022-10-03 09:30 | 0.0462 | 0.0394
2022-10-03 09:45 | 0.0464 | 0.0396
2022-10-03 10:00 | 0.0461 | 0.0395
2022-10-03 10:15 | 0.0458 | 0.0394
2022-10-03 10:30 | 0.0461 | 0.0396
2022-10-03 10:45 | 0.0461 | 0.0396
2022-10-03 11:00 | 0.0463 | 0.0402
2022-10-03 11:15 | 0.0462 | 0.0397
2022-10-03 11:30 | 0.046 | 0.0396
2022-10-03 11:45 | 0.0459 | 0.0396
2022-10-03 12:00 | 0.0458 | 0.0397
2022-10-03 12:15 | 0.0458 | 0.0395
2022-10-03 12:30 | 0.0459 | 0.0391
2022-10-03 12:45 | 0.0462 | 0.0391
2022-10-03 13:00 | 0.0463 | 0.0399
2022-10-03 13:15 | 0.0461 | 0.0399
2022-10-03 13:30 | 0.0461 | 0.0397
2022-10-03 13:45 | 0.0461 | 0.0396
2022-10-03 14:00 | 0.0458 | 0.0396
2022-10-03 14:15 | 0.0457 | 0.0394
2022-10-03 14:30 | 0.0459 | 0.0397
2022-10-03 14:45 | 0.0459 | 0.0397
2022-10-03 15:00 | 0.0458 | 0.0397
2022-10-03 15:15 | 0.0459 | 0.0397
2022-10-03 15:30 | 0.046 | 0.0397
2022-10-03 15:45 | 0.046 | 0.0397
2022-10-03 16:00 | 0.0459 | 0.0396
2022-10-03 16:15 | 0.0459 | 0.0396
2022-10-03 16:30 | 0.0457 | 0.0393
2022-10-03 16:45 | 0.0453 | 0.0391
2022-10-03 17:00 | 0.0452 | 0.0391
2022-10-03 17:15 | 0.0452 | 0.0391
2022-10-03 17:30 | 0.0449 | 0.0387
2022-10-03 17:45 | 0.0454 | 0.039
2022-10-03 18:00 | 0.0455 | 0.0391
2022-10-03 18:15 | 0.0451 | 0.0389
2022-10-03 18:30 | 0.0453 | 0.0389
2022-10-03 18:45 | 0.0456 | 0.0392
2022-10-03 19:00 | 0.0455 | 0.0391
2022-10-03 19:15 | 0.045 | 0.0388
2022-10-03 19:30 | 0.045 | 0.0388
2022-10-03 19:45 | 0.0449 | 0.0386
2022-10-03 20:00 | 0.045 | 0.0387
2022-10-03 20:15 | 0.0449 | 0.0386
2022-10-03 20:30 | 0.0446 | 0.0384
2022-10-03 20:45 | 0.0425 | 0.0383
2022-10-03 21:00 | 0.0429 | 0.0387
2022-10-03 21:15 | 0.0437 | 0.0389
2022-10-03 21:30 | 0.0444 | 0.0389
2022-10-03 21:45 | 0.0453 | 0.0395
2022-10-03 22:00 | 0.0458 | 0.0392
2022-10-03 22:15 | 0.046 | 0.0393
2022-10-03 22:30 | 0.0464 | 0.0398
2022-10-03 22:45 | 0.0464 | 0.0398
2022-10-03 23:00 | 0.0464 | 0.04
2022-10-03 23:15 | 0.0467 | 0.0401
2022-10-03 23:30 | 0.0468 | 0.0402
2022-10-03 23:45 | 0.0467 | 0.0402
2022-10-04 | 0.0464 | 0.04
2022-10-04 00:15 | 0.0459 | 0.0396
2022-10-04 00:30 | 0.0462 | 0.0398
2022-10-04 00:45 | 0.0462 | 0.0398
2022-10-04 01:00 | 0.0461 | 0.0398
2022-10-04 01:15 | 0.0461 | 0.0396
2022-10-04 01:30 | 0.0462 | 0.0398
2022-10-04 01:45 | 0.0462 | 0.0398
2022-10-04 02:00 | 0.0462 | 0.0399
2022-10-04 02:15 | 0.0461 | 0.0396
2022-10-04 02:30 | 0.0463 | 0.0398
2022-10-04 02:45 | 0.0462 | 0.0399
2022-10-04 03:00 | 0.0463 | 0.04
2022-10-04 03:15 | 0.0464 | 0.0399
2022-10-04 03:30 | 0.0461 | 0.0396
2022-10-04 03:45 | 0.0458 | 0.0395
2022-10-04 04:00 | 0.0458 | 0.0396
2022-10-04 04:15 | 0.0459 | 0.0395
2022-10-04 04:30 | 0.0458 | 0.0394
2022-10-04 04:45 | 0.0457 | 0.0394
2022-10-04 05:00 | 0.0456 | 0.0392
2022-10-04 05:15 | 0.0455 | 0.0391
2022-10-04 05:30 | 0.0459 | 0.0397
2022-10-04 05:45 | 0.0461 | 0.0397
2022-10-04 06:00 | 0.0456 | 0.0394
2022-10-04 06:15 | 0.0458 | 0.0392
2022-10-04 06:30 | 1.0414 | 0.0391
2022-10-04 06:45 | 0.9969 | 0.039
2022-10-04 07:00 | 0.9785 | 0.0385
2022-10-04 07:15 | 0.9832 | 0.0391
2022-10-04 07:30 | 1.1038 | 0.039
2022-10-04 07:45 | 1.0816 | 0.0391
2022-10-04 08:00 | 1.0388 | 0.0395
2022-10-04 08:15 | 0.9752 | 0.0393
2022-10-04 08:30 | 0.9638 | 0.0394
2022-10-04 08:45 | 0.9055 | 0.0397
2022-10-04 09:00 | 0.7015 | 0.0396
2022-10-04 09:15 | 0.04 | 0.0397
2022-10-04 09:30 | 0.0465 | 0.0399
2022-10-04 09:45 | 0.0462 | 0.0399
2022-10-04 10:00 | 0.0461 | 0.0395
2022-10-04 10:15 | 0.0461 | 0.0396
2022-10-04 10:30 | 0.046 | 0.0396
2022-10-04 10:45 | 0.0456 | 0.0394
2022-10-04 11:00 | 0.0461 | 0.0396
2022-10-04 11:15 | 0.0461 | 0.0396
2022-10-04 11:30 | 0.0461 | 0.0398
2022-10-04 11:45 | 0.0462 | 0.0397
2022-10-04 12:00 | 0.0461 | 0.0396
2022-10-04 12:15 | 0.0462 | 0.0396
2022-10-04 12:30 | 0.0459 | 0.0396
2022-10-04 12:45 | 0.0461 | 0.0398
2022-10-04 13:00 | 0.046 | 0.0397
2022-10-04 13:15 | 0.0459 | 0.0395
2022-10-04 13:30 | 0.0458 | 0.0395
2022-10-04 13:45 | 0.046 | 0.0397
2022-10-04 14:00 | 0.0461 | 0.0397
2022-10-04 14:15 | 0.0461 | 0.0398
2022-10-04 14:30 | 0.046 | 0.0396
2022-10-04 14:45 | 0.046 | 0.0396
2022-10-04 15:00 | 0.046 | 0.0396
2022-10-04 15:15 | 0.0461 | 0.0396
2022-10-04 15:30 | 0.046 | 0.0396
2022-10-04 15:45 | 0.0458 | 0.0394
2022-10-04 16:00 | 0.0457 | 0.0392
2022-10-04 16:15 | 0.0455 | 0.0392
2022-10-04 16:30 | 0.0456 | 0.0393
2022-10-04 16:45 | 0.0456 | 0.0393
2022-10-04 17:00 | 0.0454 | 0.039
2022-10-04 17:15 | 0.0454 | 0.0391
2022-10-04 17:30 | 0.0455 | 0.0392
2022-10-04 17:45 | 0.0454 | 0.0391
2022-10-04 18:00 | 0.0451 | 0.0389
2022-10-04 18:15 | 0.0449 | 0.0386
2022-10-04 18:30 | 0.0445 | 0.0388
2022-10-04 18:45 | 0.0433 | 0.0386
2022-10-04 19:00 | 0.0438 | 0.0386
2022-10-04 19:15 | 0.0447 | 0.0391
2022-10-04 19:30 | 0.0451 | 0.0392
2022-10-04 19:45 | 0.0454 | 0.0391
2022-10-04 20:00 | 0.0455 | 0.039
2022-10-04 20:15 | 0.045 | 0.0388
2022-10-04 20:30 | 0.0451 | 0.0388
2022-10-04 20:45 | 0.0454 | 0.0391
2022-10-04 21:00 | 0.0454 | 0.0391
2022-10-04 21:15 | 0.0454 | 0.0389
2022-10-04 21:30 | 0.0454 | 0.0392
2022-10-04 21:45 | 0.0456 | 0.0391
2022-10-04 22:00 | 0.0454 | 0.0389
2022-10-04 22:15 | 0.0457 | 0.0392
2022-10-04 22:30 | 0.0461 | 0.0397
2022-10-04 22:45 | 0.0462 | 0.0399
2022-10-04 23:00 | 0.0463 | 0.0397
2022-10-04 23:15 | 0.0465 | 0.0399
2022-10-04 23:30 | 0.0466 | 0.0401
2022-10-04 23:45 | 0.0469 | 0.0403
2022-10-05 | 0.0464 | 0.0398
2022-10-05 00:15 | 0.0458 | 0.0392
2022-10-05 00:30 | 0.0459 | 0.0396
2022-10-05 00:45 | 0.0459 | 0.0395
2022-10-05 01:00 | 0.0457 | 0.0393
2022-10-05 01:15 | 0.0458 | 0.0394
2022-10-05 01:30 | 0.0458 | 0.0394
2022-10-05 01:45 | 0.046 | 0.0395
2022-10-05 02:00 | 0.0459 | 0.0396
2022-10-05 02:15 | 0.046 | 0.0396
2022-10-05 02:30 | 0.046 | 0.0396
2022-10-05 02:45 | 0.0459 | 0.0396
2022-10-05 03:00 | 0.0461 | 0.0397
2022-10-05 03:15 | 0.0462 | 0.0398
2022-10-05 03:30 | 0.046 | 0.0396
2022-10-05 03:45 | 0.0461 | 0.0397
2022-10-05 04:00 | 0.046 | 0.0395
2022-10-05 04:15 | 0.0459 | 0.0396
2022-10-05 04:30 | 0.0459 | 0.0396
2022-10-05 04:45 | 0.0458 | 0.0395
2022-10-05 05:00 | 0.0458 | 0.0395
2022-10-05 05:15 | 0.0461 | 0.0396
2022-10-05 05:30 | 0.046 | 0.0397
2022-10-05 05:45 | 0.046 | 0.0396
2022-10-05 06:00 | 0.0455 | 0.0391
2022-10-05 06:15 | 0.0461 | 0.0394
2022-10-05 06:30 | 0.0457 | 0.0393
2022-10-05 06:45 | 0.0454 | 0.0392
2022-10-05 07:00 | 0.0453 | 0.039
2022-10-05 07:15 | 0.045 | 0.0388
2022-10-05 07:30 | 0.0447 | 0.0387
2022-10-05 07:45 | 0.0451 | 0.0388
2022-10-05 08:00 | 0.0457 | 0.0391
2022-10-05 08:15 | 0.0456 | 0.0392
2022-10-05 08:30 | 0.0458 | 0.0394
2022-10-05 08:45 | 0.0457 | 0.0394
2022-10-05 09:00 | 0.0456 | 0.0392
2022-10-05 09:15 | 0.0456 | 0.0392
2022-10-05 09:30 | 0.0455 | 0.0392
2022-10-05 09:45 | 0.0454 | 0.0392
2022-10-05 10:00 | 0.0454 | 0.039
2022-10-05 10:15 | 0.0454 | 0.0391
2022-10-05 10:30 | 0.0454 | 0.0391
2022-10-05 10:45 | 0.0454 | 0.0391
2022-10-05 11:00 | 0.0452 | 0.039
2022-10-05 11:15 | 0.0453 | 0.0389
2022-10-05 11:30 | 0.0455 | 0.0392
2022-10-05 11:45 | 0.0453 | 0.0391
2022-10-05 12:00 | 0.0453 | 0.0388
2022-10-05 12:15 | 0.0452 | 0.0388
2022-10-05 12:30 | 0.0451 | 0.0387
2022-10-05 12:45 | 0.0451 | 0.0388
2022-10-05 13:00 | 0.045 | 0.0388
2022-10-05 13:15 | 0.0453 | 0.0391
2022-10-05 13:30 | 0.0452 | 0.0391
2022-10-05 13:45 | 0.0454 | 0.0393
2022-10-05 14:00 | 0.0454 | 0.0391
2022-10-05 14:15 | 0.0454 | 0.0392
2022-10-05 14:30 | 0.0452 | 0.0391
2022-10-05 14:45 | 0.0454 | 0.0393
2022-10-05 15:00 | 0.0455 | 0.0392
2022-10-05 15:15 | 0.0459 | 0.039
2022-10-05 15:30 | 0.0454 | 0.0391
2022-10-05 15:45 | 0.0454 | 0.039
2022-10-05 16:00 | 0.0451 | 0.0387
2022-10-05 16:15 | 0.0452 | 0.0388
2022-10-05 16:30 | 0.0454 | 0.039
2022-10-05 16:45 | 0.0452 | 0.0389
2022-10-05 17:00 | 0.0448 | 0.0384
2022-10-05 17:15 | 0.0449 | 0.0387
2022-10-05 17:30 | 0.0448 | 0.0387
2022-10-05 17:45 | 0.0446 | 0.0384
2022-10-05 18:00 | 0.045 | 0.0387
2022-10-05 18:15 | 0.0451 | 0.0389
2022-10-05 18:30 | 0.0448 | 0.0388
2022-10-05 18:45 | 0.045 | 0.0388
2022-10-05 19:00 | 0.0452 | 0.0389
2022-10-05 19:15 | 0.0453 | 0.039
2022-10-05 19:30 | 0.0451 | 0.039
2022-10-05 19:45 | 0.0454 | 0.0392
2022-10-05 20:00 | 0.0453 | 0.039
2022-10-05 20:15 | 0.0454 | 0.0392
2022-10-05 20:30 | 0.0452 | 0.0391
2022-10-05 20:45 | 0.0454 | 0.0392
2022-10-05 21:00 | 0.0454 | 0.0391
2022-10-05 21:15 | 0.0457 | 0.0394
2022-10-05 21:30 | 0.0456 | 0.0394
2022-10-05 21:45 | 0.0454 | 0.0391
2022-10-05 22:00 | 0.0455 | 0.0391
2022-10-05 22:15 | 0.0459 | 0.0393
2022-10-05 22:30 | 0.0459 | 0.0394
2022-10-05 22:45 | 0.046 | 0.0395
2022-10-05 23:00 | 0.0462 | 0.0396
2022-10-05 23:15 | 0.0464 | 0.04
2022-10-05 23:30 | 0.0465 | 0.0401
2022-10-05 23:45 | 0.0466 | 0.0401
2022-10-06 | 0.0467 | 0.04
2022-10-06 00:15 | 0.0467 | 0.0401
2022-10-06 00:30 | 0.0468 | 0.0403
2022-10-06 00:45 | 0.0469 | 0.0404
2022-10-06 01:00 | 0.047 | 0.0405
2022-10-06 01:15 | 0.0469 | 0.0405
2022-10-06 01:30 | 0.0465 | 0.04
2022-10-06 01:45 | 0.0467 | 0.04
2022-10-06 02:00 | 0.0467 | 0.0401
2022-10-06 02:15 | 0.0467 | 0.0404
2022-10-06 02:30 | 0.0468 | 0.0404
2022-10-06 02:45 | 0.0466 | 0.0399
2022-10-06 03:00 | 0.0463 | 0.0398
2022-10-06 03:15 | 0.0462 | 0.0399
2022-10-06 03:30 | 0.0462 | 0.0398
2022-10-06 03:45 | 0.0462 | 0.0397
2022-10-06 04:00 | 0.0461 | 0.0397
2022-10-06 04:15 | 0.0459 | 0.0397
2022-10-06 04:30 | 0.046 | 0.0397
2022-10-06 04:45 | 0.0461 | 0.0396
2022-10-06 05:00 | 0.0456 | 0.0393
2022-10-06 05:15 | 0.0456 | 0.0391
2022-10-06 05:30 | 0.0459 | 0.0395
2022-10-06 05:45 | 0.0458 | 0.0394
2022-10-06 06:00 | 0.0456 | 0.0393
2022-10-06 06:15 | 0.0455 | 0.0393
2022-10-06 06:30 | 0.0451 | 0.0391
2022-10-06 06:45 | 0.0451 | 0.0388
2022-10-06 07:00 | 0.0448 | 0.0387
2022-10-06 07:15 | 0.0452 | 0.0392
2022-10-06 07:30 | 0.0454 | 0.0392
2022-10-06 07:45 | 0.0456 | 0.0394
2022-10-06 08:00 | 0.0457 | 0.0394
2022-10-06 08:15 | 0.0458 | 0.0394
2022-10-06 08:30 | 0.0456 | 0.0396
2022-10-06 08:45 | 0.0457 | 0.0394
2022-10-06 09:00 | 0.0456 | 0.0395
2022-10-06 09:15 | 0.0456 | 0.0395
2022-10-06 09:30 | 0.0456 | 0.0395
2022-10-06 09:45 | 0.0457 | 0.0396
2022-10-06 10:00 | 0.0455 | 0.0392
2022-10-06 10:15 | 0.0458 | 0.0396
2022-10-06 10:30 | 0.0456 | 0.0395
2022-10-06 10:45 | 0.0456 | 0.0395
2022-10-06 11:00 | 0.0458 | 0.0396
2022-10-06 11:15 | 0.0458 | 0.0395
2022-10-06 11:30 | 0.0455 | 0.0392
2022-10-06 11:45 | 0.0455 | 0.0391
2022-10-06 12:00 | 0.0455 | 0.0393
2022-10-06 12:15 | 0.0457 | 0.0394
2022-10-06 12:30 | 0.0346 | 0.0395
2022-10-06 12:45 | 0.0127 | 0.0393
2022-10-06 13:00 | 0.0126 | 0.0288
2022-10-06 13:15 | 0.0132 | 0.0001
2022-10-06 13:30 | 0.0131 | 0.0001
2022-10-06 13:45 | 0.0128 | 0.0001
2022-10-06 14:00 | 0.0128 | 0.0001
2022-10-06 14:15 | 0.0128 | 0.0001
2022-10-06 14:30 | 0.0129 | 0.0001
2022-10-06 14:45 | 0.0128 | 0.0001
2022-10-06 15:00 | 0.0128 | 0.0001
2022-10-06 15:15 | 0.0128 | 0.0001
2022-10-06 15:30 | 0.0128 | 0.0001
2022-10-06 15:45 | 0.0128 | 0.0001
2022-10-06 16:00 | 0.0128 | 0
2022-10-06 16:15 | 0.0128 | 0.0001
2022-10-06 16:30 | 0.0128 | 0.0001
2022-10-06 16:45 | 0.0128 | 0.0001
2022-10-06 17:00 | 0.0126 | 0.0001
2022-10-06 17:15 | 0.0127 | 0.0001
2022-10-06 17:30 | 0.0127 | 0.0001
2022-10-06 17:45 | 0.0128 | 0.0001
2022-10-06 18:00 | 0.0128 | 0.0001
2022-10-06 18:15 | 0.0129 | 0
2022-10-06 18:30 | 0.0128 | 0.0001
2022-10-06 18:45 | 0.0129 | 0.0001
2022-10-06 19:00 | 0.0129 | 0.0101
2022-10-06 19:15 | 0.0365 | 0.0393
2022-10-06 19:30 | 0.046 | 0.0393
2022-10-06 19:45 | 0.0452 | 0.0387
2022-10-06 20:00 | 0.0452 | 0.0387
2022-10-06 20:15 | 0.0453 | 0.0389
2022-10-06 20:30 | 0.0448 | 0.0385
2022-10-06 20:45 | 0.0451 | 0.0384
2022-10-06 21:00 | 0.0454 | 0.039
2022-10-06 21:15 | 0.0455 | 0.039
2022-10-06 21:30 | 0.0456 | 0.0391
2022-10-06 21:45 | 0.0459 | 0.0393
2022-10-06 22:00 | 0.0458 | 0.0393
2022-10-06 22:15 | 0.0459 | 0.0394
2022-10-06 22:30 | 0.0461 | 0.0394
2022-10-06 22:45 | 0.0461 | 0.0395
2022-10-06 23:00 | 0.0462 | 0.0396
2022-10-06 23:15 | 0.0462 | 0.0397
2022-10-06 23:30 | 0.0463 | 0.0398
2022-10-06 23:45 | 0.0465 | 0.0398
2022-10-07 | 0.0465 | 0.0398
2022-10-07 00:15 | 0.0468 | 0.0401
2022-10-07 00:30 | 0.047 | 0.0403
2022-10-07 00:45 | 0.0471 | 0.0404
2022-10-07 01:00 | 0.047 | 0.0403
2022-10-07 01:15 | 0.0469 | 0.0403
2022-10-07 01:30 | 0.0471 | 0.0402
2022-10-07 01:45 | 0.0465 | 0.0396
2022-10-07 02:00 | 0.0464 | 0.0396
2022-10-07 02:15 | 0.0463 | 0.0395
2022-10-07 02:30 | 0.0462 | 0.0395
2022-10-07 02:45 | 0.0462 | 0.0395
2022-10-07 03:00 | 0.0464 | 0.0396
2022-10-07 03:15 | 0.0464 | 0.0396
2022-10-07 03:30 | 0.0464 | 0.0396
2022-10-07 03:45 | 0.0464 | 0.0396
2022-10-07 04:00 | 0.0463 | 0.0396
2022-10-07 04:15 | 0.0463 | 0.0396
2022-10-07 04:30 | 0.0461 | 0.0394
2022-10-07 04:45 | 0.0465 | 0.0398
2022-10-07 05:00 | 0.0465 | 0.0398
2022-10-07 05:15 | 0.0464 | 0.0398
2022-10-07 05:30 | 0.0462 | 0.0394
2022-10-07 05:45 | 0.0464 | 0.0396
2022-10-07 06:00 | 0.0463 | 0.0396
2022-10-07 06:15 | 0.046 | 0.0393
2022-10-07 06:30 | 0.0458 | 0.0392
2022-10-07 06:45 | 0.0452 | 0.0386
2022-10-07 07:00 | 0.0453 | 0.0387
2022-10-07 07:15 | 0.0454 | 0.0389
2022-10-07 07:30 | 0.0455 | 0.039
2022-10-07 07:45 | 0.0461 | 0.0394
2022-10-07 08:00 | 0.0461 | 0.039
2022-10-07 08:15 | 0.0459 | 0.0394
2022-10-07 08:30 | 0.0457 | 0.0392
2022-10-07 08:45 | 0.0458 | 0.0391
2022-10-07 09:00 | 0.0458 | 0.0393
2022-10-07 09:15 | 0.0456 | 0.0392
2022-10-07 09:30 | 0.0456 | 0.039
2022-10-07 09:45 | 0.0453 | 0.0389
2022-10-07 10:00 | 0.0458 | 0.0394
2022-10-07 10:15 | 0.0458 | 0.0393
2022-10-07 10:30 | 0.0464 | 0.0397
2022-10-07 10:45 | 0.0462 | 0.0395
2022-10-07 11:00 | 0.0462 | 0.0395
2022-10-07 11:15 | 0.0463 | 0.0398
2022-10-07 11:30 | 0.0464 | 0.0397
2022-10-07 11:45 | 0.0464 | 0.0397
2022-10-07 12:00 | 0.0248 | 0.0397
2022-10-07 12:15 | 0.013 | 0.0251
2022-10-07 12:30 | 0.013 | 0.0001
2022-10-07 12:45 | 0.0129 | 0
2022-10-07 13:00 | 0.0129 | 0
2022-10-07 13:15 | 0.013 | 0
2022-10-07 13:30 | 0.013 | 0.0001
2022-10-07 13:45 | 0.013 | 0.0001
2022-10-07 14:00 | 0.0131 | 0.0001
2022-10-07 14:15 | 0.0132 | 0.0001
2022-10-07 14:30 | 0.0131 | 0.0001
2022-10-07 14:45 | 0.0131 | 0.0001
2022-10-07 15:00 | 0.0131 | 0.0001
2022-10-07 15:15 | 0.0131 | 0.0001
2022-10-07 15:30 | 0.0131 | 0.0001
2022-10-07 15:45 | 0.0131 | 0.0001
2022-10-07 16:00 | 0.0131 | 0.0001
2022-10-07 16:15 | 0.013 | 0.0002
2022-10-07 16:30 | 0.013 | 0.0001
2022-10-07 16:45 | 0.013 | 0.0001
2022-10-07 17:00 | 0.013 | 0.0001
2022-10-07 17:15 | 0.0131 | 0.0001
2022-10-07 17:30 | 0.0131 | 0.0001
2022-10-07 17:45 | 0.0132 | 0
2022-10-07 18:00 | 0.0132 | 0.0001
2022-10-07 18:15 | 0.0132 | 0.0001
2022-10-07 18:30 | 0.0132 | 0.0001
2022-10-07 18:45 | 0.0133 | 0.0001
2022-10-07 19:00 | 0.0133 | 0
2022-10-07 19:15 | 0.0131 | 0.0001
2022-10-07 19:30 | 0.013 | 0.0001
2022-10-07 19:45 | 0.0099 | 0
2022-10-07 20:00 | 0.0043 | 0
2022-10-07 20:15 | 0.004 | 0.0001
2022-10-07 20:30 | 0.0041 | 0.0001
2022-10-07 20:45 | 0.005 | 0
2022-10-07 21:00 | 0.0162 | 0.0123
2022-10-07 21:15 | 0.0428 | 0.0391
2022-10-07 21:30 | 0.043 | 0.0393
2022-10-07 21:45 | 0.0431 | 0.0394
2022-10-07 22:00 | 0.0433 | 0.0395
2022-10-07 22:15 | 0.0431 | 0.0394
2022-10-07 22:30 | 0.0434 | 0.0395
2022-10-07 22:45 | 0.0431 | 0.0394
2022-10-07 23:00 | 0.0435 | 0.0398
2022-10-07 23:15 | 0.0434 | 0.0398
2022-10-07 23:30 | 0.0435 | 0.0398
2022-10-07 23:45 | 0.0436 | 0.0399
2022-10-08 | 0.0438 | 0.0401
2022-10-08 00:15 | 0.0436 | 0.04
2022-10-08 00:30 | 0.0438 | 0.0399
2022-10-08 00:45 | 0.044 | 0.0402
2022-10-08 01:00 | 0.0439 | 0.0402
2022-10-08 01:15 | 0.0439 | 0.0404
2022-10-08 01:30 | 0.044 | 0.0402
2022-10-08 01:45 | 0.044 | 0.0402
2022-10-08 02:00 | 0.0438 | 0.0402
2022-10-08 02:15 | 0.0438 | 0.0402
2022-10-08 02:30 | 0.0438 | 0.0402
2022-10-08 02:45 | 0.0439 | 0.0402
2022-10-08 03:00 | 0.044 | 0.0404
2022-10-08 03:15 | 0.044 | 0.0405
2022-10-08 03:30 | 0.044 | 0.0404
2022-10-08 03:45 | 0.044 | 0.0403
2022-10-08 04:00 | 0.0439 | 0.0403
2022-10-08 04:15 | 0.044 | 0.0403
2022-10-08 04:30 | 0.0439 | 0.0402
2022-10-08 04:45 | 0.0437 | 0.04
2022-10-08 05:00 | 0.0437 | 0.0401
2022-10-08 05:15 | 0.0439 | 0.0402
2022-10-08 05:30 | 0.0437 | 0.04
2022-10-08 05:45 | 0.0435 | 0.04
2022-10-08 06:00 | 0.0435 | 0.0399
2022-10-08 06:15 | 0.0435 | 0.0399
2022-10-08 06:30 | 0.0434 | 0.0399
2022-10-08 06:45 | 0.0433 | 0.0399
2022-10-08 07:00 | 0.0432 | 0.0399
2022-10-08 07:15 | 0.0432 | 0.0397
2022-10-08 07:30 | 0.0432 | 0.0397
2022-10-08 07:45 | 0.0435 | 0.0398
2022-10-08 08:00 | 0.0434 | 0.0399
2022-10-08 08:15 | 0.0429 | 0.0397
2022-10-08 08:30 | 0.0433 | 0.0399
2022-10-08 08:45 | 0.0433 | 0.0398
2022-10-08 09:00 | 0.0439 | 0.0404
2022-10-08 09:15 | 0.0434 | 0.0402
2022-10-08 09:30 | 0.0437 | 0.0402
2022-10-08 09:45 | 0.0438 | 0.0402
2022-10-08 10:00 | 0.0439 | 0.0403
2022-10-08 10:15 | 0.0438 | 0.0404
2022-10-08 10:30 | 0.0437 | 0.0401
2022-10-08 10:45 | 0.0434 | 0.0399
2022-10-08 11:00 | 0.0434 | 0.0399
2022-10-08 11:15 | 0.0435 | 0.0401
2022-10-08 11:30 | 0.0436 | 0.04
2022-10-08 11:45 | 0.0436 | 0.04
2022-10-08 12:00 | 0.0435 | 0.04
2022-10-08 12:15 | 0.0436 | 0.04
2022-10-08 12:30 | 0.0438 | 0.0403
2022-10-08 12:45 | 0.0436 | 0.04
2022-10-08 13:00 | 0.0437 | 0.0402
2022-10-08 13:15 | 0.0437 | 0.0401
2022-10-08 13:30 | 0.0436 | 0.0401
2022-10-08 13:45 | 0.0437 | 0.0401
2022-10-08 14:00 | 0.0437 | 0.04
2022-10-08 14:15 | 0.0434 | 0.0398
2022-10-08 14:30 | 0.0433 | 0.0398
2022-10-08 14:45 | 0.0435 | 0.0399
2022-10-08 15:00 | 0.0435 | 0.04
2022-10-08 15:15 | 0.0433 | 0.0399
2022-10-08 15:30 | 0.0433 | 0.0399
2022-10-08 15:45 | 0.0434 | 0.0397
2022-10-08 16:00 | 0.0434 | 0.0399
2022-10-08 16:15 | 0.043 | 0.0394
2022-10-08 16:30 | 0.0426 | 0.039
2022-10-08 16:45 | 0.0425 | 0.0389
2022-10-08 17:00 | 0.0428 | 0.0394
2022-10-08 17:15 | 0.0429 | 0.0394
2022-10-08 17:30 | 0.0427 | 0.0392
2022-10-08 17:45 | 0.0429 | 0.0394
2022-10-08 18:00 | 0.0429 | 0.0393
2022-10-08 18:15 | 0.0429 | 0.0395
2022-10-08 18:30 | 0.0417 | 0.0392
2022-10-08 18:45 | 0.0413 | 0.0392
2022-10-08 19:00 | 0.042 | 0.0395
2022-10-08 19:15 | 0.0421 | 0.0396
2022-10-08 19:30 | 0.0422 | 0.0392
2022-10-08 19:45 | 0.0415 | 0.0391
2022-10-08 20:00 | 0.0417 | 0.039
2022-10-08 20:15 | 0.042 | 0.0389
2022-10-08 20:30 | 0.0424 | 0.0389
2022-10-08 20:45 | 0.0426 | 0.0387
2022-10-08 21:00 | 0.0429 | 0.0392
2022-10-08 21:15 | 0.043 | 0.039
2022-10-08 21:30 | 0.043 | 0.0391
2022-10-08 21:45 | 0.0428 | 0.0392
2022-10-08 22:00 | 0.0425 | 0.0389
2022-10-08 22:15 | 0.0427 | 0.0392
2022-10-08 22:30 | 0.0429 | 0.0392
2022-10-08 22:45 | 0.043 | 0.0394
2022-10-08 23:00 | 0.043 | 0.0396
2022-10-08 23:15 | 0.043 | 0.0396
2022-10-08 23:30 | 0.0431 | 0.0394
2022-10-08 23:45 | 0.0432 | 0.0395
2022-10-09 | 0.0434 | 0.0398
2022-10-09 00:15 | 0.0433 | 0.0399
2022-10-09 00:30 | 0.0434 | 0.0398
2022-10-09 00:45 | 0.0434 | 0.0398
2022-10-09 01:00 | 0.0436 | 0.04
2022-10-09 01:15 | 0.0435 | 0.04
2022-10-09 01:30 | 0.0435 | 0.0399
2022-10-09 01:45 | 0.0435 | 0.04
2022-10-09 02:00 | 0.0436 | 0.0401
2022-10-09 02:15 | 0.0437 | 0.0403
2022-10-09 02:30 | 0.0437 | 0.0401
2022-10-09 02:45 | 0.0437 | 0.04
2022-10-09 03:00 | 0.0437 | 0.0403
2022-10-09 03:15 | 0.0438 | 0.0402
2022-10-09 03:30 | 0.0437 | 0.0402
2022-10-09 03:45 | 0.0437 | 0.0401
2022-10-09 04:00 | 0.0436 | 0.0401
2022-10-09 04:15 | 0.0435 | 0.0402
2022-10-09 04:30 | 0.0436 | 0.0401
2022-10-09 04:45 | 0.0435 | 0.0401
2022-10-09 05:00 | 0.0436 | 0.04
2022-10-09 05:15 | 0.0436 | 0.04
2022-10-09 05:30 | 0.0437 | 0.04
2022-10-09 05:45 | 0.0434 | 0.0399
2022-10-09 06:00 | 0.0434 | 0.0401
2022-10-09 06:15 | 0.0433 | 0.0397
2022-10-09 06:30 | 0.0433 | 0.0397
2022-10-09 06:45 | 0.0432 | 0.0397
2022-10-09 07:00 | 0.0428 | 0.0395
2022-10-09 07:15 | 0.0428 | 0.0393
2022-10-09 07:30 | 0.0425 | 0.039
2022-10-09 07:45 | 0.0425 | 0.0391
2022-10-09 08:00 | 0.0424 | 0.039
2022-10-09 08:15 | 0.0423 | 0.0391
2022-10-09 08:30 | 0.0425 | 0.0389
2022-10-09 08:45 | 0.0423 | 0.0389
2022-10-09 09:00 | 0.0421 | 0.039
2022-10-09 09:15 | 0.0423 | 0.0391
2022-10-09 09:30 | 0.0429 | 0.0395
2022-10-09 09:45 | 0.0431 | 0.0397
2022-10-09 10:00 | 0.043 | 0.0396
2022-10-09 10:15 | 0.043 | 0.0397
2022-10-09 10:30 | 0.0432 | 0.0398
2022-10-09 10:45 | 0.0431 | 0.0397
2022-10-09 11:00 | 0.0432 | 0.0398
2022-10-09 11:15 | 0.0428 | 0.0395
2022-10-09 11:30 | 0.043 | 0.0397
2022-10-09 11:45 | 0.0429 | 0.0395
2022-10-09 12:00 | 0.043 | 0.0396
2022-10-09 12:15 | 0.0433 | 0.04
2022-10-09 12:30 | 0.0432 | 0.0399
2022-10-09 12:45 | 0.0434 | 0.0397
2022-10-09 13:00 | 0.0434 | 0.0398
2022-10-09 13:15 | 0.0433 | 0.04
2022-10-09 13:30 | 0.0432 | 0.0399
2022-10-09 13:45 | 0.043 | 0.0397
2022-10-09 14:00 | 0.0432 | 0.0398
2022-10-09 14:15 | 0.0429 | 0.0395
2022-10-09 14:30 | 0.0426 | 0.0393
2022-10-09 14:45 | 0.0427 | 0.0393
2022-10-09 15:00 | 0.0427 | 0.0393
2022-10-09 15:15 | 0.0427 | 0.0394
2022-10-09 15:30 | 0.0426 | 0.0391
2022-10-09 15:45 | 0.0428 | 0.0394
2022-10-09 16:00 | 0.0431 | 0.0397
2022-10-09 16:15 | 0.0435 | 0.0397
2022-10-09 16:30 | 0.0432 | 0.0393
2022-10-09 16:45 | 0.0428 | 0.0393
2022-10-09 17:00 | 0.0425 | 0.039
2022-10-09 17:15 | 0.0424 | 0.0389
2022-10-09 17:30 | 0.0426 | 0.0391
2022-10-09 17:45 | 0.0422 | 0.0389
2022-10-09 18:00 | 0.042 | 0.0387
2022-10-09 18:15 | 0.0421 | 0.0387
2022-10-09 18:30 | 0.0419 | 0.0385
2022-10-09 18:45 | 0.042 | 0.0386
2022-10-09 19:00 | 0.042 | 0.0388
2022-10-09 19:15 | 0.0419 | 0.0386
2022-10-09 19:30 | 0.0423 | 0.0389
2022-10-09 19:45 | 0.0424 | 0.039
2022-10-09 20:00 | 0.0423 | 0.039
2022-10-09 20:15 | 0.042 | 0.0386
2022-10-09 20:30 | 0.042 | 0.0387
2022-10-09 20:45 | 0.0421 | 0.0387
2022-10-09 21:00 | 0.0421 | 0.0388
2022-10-09 21:15 | 0.0423 | 0.0389
2022-10-09 21:30 | 0.0423 | 0.0389
2022-10-09 21:45 | 0.0424 | 0.0389
2022-10-09 22:00 | 0.0426 | 0.0392
2022-10-09 22:15 | 0.0426 | 0.0391
2022-10-09 22:30 | 0.0425 | 0.0391
2022-10-09 22:45 | 0.0425 | 0.0392
2022-10-09 23:00 | 0.0427 | 0.0393
2022-10-09 23:15 | 0.043 | 0.0396
2022-10-09 23:30 | 0.0429 | 0.0395
2022-10-09 23:45 | 0.0429 | 0.0395
2022-10-10 | 0.0432 | 0.0399
2022-10-10 00:15 | 0.0432 | 0.0398
2022-10-10 00:30 | 0.0433 | 0.0398
2022-10-10 00:45 | 0.0434 | 0.04
2022-10-10 01:00 | 0.0433 | 0.0399
2022-10-10 01:15 | 0.0432 | 0.0398
2022-10-10 01:30 | 0.0435 | 0.04
2022-10-10 01:45 | 0.0435 | 0.04
2022-10-10 02:00 | 0.0435 | 0.0401
2022-10-10 02:15 | 0.0435 | 0.04
2022-10-10 02:30 | 0.0436 | 0.0401
2022-10-10 02:45 | 0.0437 | 0.0402
2022-10-10 03:00 | 0.0437 | 0.0402
2022-10-10 03:15 | 0.0436 | 0.0401
2022-10-10 03:30 | 0.0437 | 0.0401
2022-10-10 03:45 | 0.0437 | 0.0401
2022-10-10 04:00 | 0.0436 | 0.0402
2022-10-10 04:15 | 0.0436 | 0.0402
2022-10-10 04:30 | 0.0435 | 0.04
2022-10-10 04:45 | 0.0438 | 0.04
2022-10-10 05:00 | 0.0437 | 0.0399
2022-10-10 05:15 | 0.0434 | 0.0397
2022-10-10 05:30 | 0.0435 | 0.0396
2022-10-10 05:45 | 0.0434 | 0.04
2022-10-10 06:00 | 0.0434 | 0.04
2022-10-10 06:15 | 0.0432 | 0.0399
2022-10-10 06:30 | 0.0429 | 0.0396
2022-10-10 06:45 | 0.0427 | 0.0394
2022-10-10 07:00 | 0.0426 | 0.0393
2022-10-10 07:15 | 0.0427 | 0.0393
2022-10-10 07:30 | 0.0425 | 0.0392
2022-10-10 07:45 | 0.0423 | 0.0392
2022-10-10 08:00 | 0.0423 | 0.0392
2022-10-10 08:15 | 0.0423 | 0.0393
2022-10-10 08:30 | 0.0422 | 0.0389
2022-10-10 08:45 | 0.0424 | 0.0388
2022-10-10 09:00 | 0.0423 | 0.039
2022-10-10 09:15 | 0.0421 | 0.0388
2022-10-10 09:30 | 0.0422 | 0.0389
2022-10-10 09:45 | 0.0424 | 0.0393
2022-10-10 10:00 | 0.0428 | 0.0395
2022-10-10 10:15 | 0.0428 | 0.0395
2022-10-10 10:30 | 0.0427 | 0.0394
2022-10-10 10:45 | 0.0424 | 0.0392
2022-10-10 11:00 | 0.0425 | 0.0393
2022-10-10 11:15 | 0.0428 | 0.0395
2022-10-10 11:30 | 0.0427 | 0.0394
2022-10-10 11:45 | 0.0429 | 0.0397
2022-10-10 12:00 | 0.0431 | 0.0398
2022-10-10 12:15 | 0.0432 | 0.0398
2022-10-10 12:30 | 0.0432 | 0.0397
2022-10-10 12:45 | 0.0432 | 0.0399
2022-10-10 13:00 | 0.0434 | 0.0401
2022-10-10 13:15 | 0.0435 | 0.0397
2022-10-10 13:30 | 0.0432 | 0.0394
2022-10-10 13:45 | 0.043 | 0.0396
2022-10-10 14:00 | 0.0431 | 0.0397
2022-10-10 14:15 | 0.0434 | 0.0399
2022-10-10 14:30 | 0.0435 | 0.0395
2022-10-10 14:45 | 0.0432 | 0.0396
2022-10-10 15:00 | 0.043 | 0.0394
2022-10-10 15:15 | 0.043 | 0.0397
2022-10-10 15:30 | 0.0429 | 0.0395
2022-10-10 15:45 | 0.0425 | 0.0393
2022-10-10 16:00 | 0.0426 | 0.0395
2022-10-10 16:15 | 0.0427 | 0.0395
2022-10-10 16:30 | 0.0426 | 0.0392
2022-10-10 16:45 | 0.0425 | 0.0392
2022-10-10 17:00 | 0.0425 | 0.0393
2022-10-10 17:15 | 0.0425 | 0.0392
2022-10-10 17:30 | 0.0425 | 0.0392
2022-10-10 17:45 | 0.0422 | 0.0389
2022-10-10 18:00 | 0.0422 | 0.0389
2022-10-10 18:15 | 0.0422 | 0.0388
2022-10-10 18:30 | 0.042 | 0.0386
2022-10-10 18:45 | 0.0422 | 0.0389
2022-10-10 19:00 | 0.0419 | 0.0388
2022-10-10 19:15 | 0.0421 | 0.039
2022-10-10 19:30 | 0.0419 | 0.0386
2022-10-10 19:45 | 0.0418 | 0.0386
2022-10-10 20:00 | 0.0419 | 0.0387
2022-10-10 20:15 | 0.042 | 0.0386
2022-10-10 20:30 | 0.0418 | 0.0385
2022-10-10 20:45 | 0.0421 | 0.0389
2022-10-10 21:00 | 0.0422 | 0.0389
2022-10-10 21:15 | 0.0424 | 0.0392
2022-10-10 21:30 | 0.0425 | 0.0392
2022-10-10 21:45 | 0.0427 | 0.0396
2022-10-10 22:00 | 0.0429 | 0.0398
2022-10-10 22:15 | 0.0427 | 0.0393
2022-10-10 22:30 | 0.0425 | 0.0392
2022-10-10 22:45 | 0.043 | 0.0398
2022-10-10 23:00 | 0.0431 | 0.0399
2022-10-10 23:15 | 0.0432 | 0.0399
2022-10-10 23:30 | 0.0435 | 0.04
2022-10-10 23:45 | 0.0434 | 0.0402
2022-10-11 | 0.0433 | 0.0401
2022-10-11 00:15 | 0.0432 | 0.0399
2022-10-11 00:30 | 0.0434 | 0.04
2022-10-11 00:45 | 0.0435 | 0.0402
2022-10-11 01:00 | 0.0434 | 0.0402
2022-10-11 01:15 | 0.0431 | 0.0399
2022-10-11 01:30 | 0.0431 | 0.0399
2022-10-11 01:45 | 0.0431 | 0.04
2022-10-11 02:00 | 0.0433 | 0.04
2022-10-11 02:15 | 0.0433 | 0.0399
2022-10-11 02:30 | 0.0433 | 0.0401
2022-10-11 02:45 | 0.0433 | 0.0402
2022-10-11 03:00 | 0.0433 | 0.0401
2022-10-11 03:15 | 0.0435 | 0.0402
2022-10-11 03:30 | 0.0434 | 0.04
2022-10-11 03:45 | 0.0433 | 0.0401
2022-10-11 04:00 | 0.0432 | 0.0399
2022-10-11 04:15 | 0.0433 | 0.04
2022-10-11 04:30 | 0.0432 | 0.0399
2022-10-11 04:45 | 0.0431 | 0.0399
2022-10-11 05:00 | 0.0431 | 0.0399
2022-10-11 05:15 | 0.0429 | 0.0397
2022-10-11 05:30 | 0.0428 | 0.0397
2022-10-11 05:45 | 0.0427 | 0.0397
2022-10-11 06:00 | 0.0428 | 0.0394
2022-10-11 06:15 | 0.0425 | 0.0393
2022-10-11 06:30 | 0.0421 | 0.039
2022-10-11 06:45 | 0.0426 | 0.0395
2022-10-11 07:00 | 0.0427 | 0.0395
2022-10-11 07:15 | 0.0427 | 0.0395
2022-10-11 07:30 | 0.0425 | 0.0393
2022-10-11 07:45 | 0.0425 | 0.0393
2022-10-11 08:00 | 0.0425 | 0.0393
2022-10-11 08:15 | 0.0425 | 0.0394
2022-10-11 08:30 | 0.0426 | 0.0396
2022-10-11 08:45 | 0.0428 | 0.0394
2022-10-11 09:00 | 0.0424 | 0.0391
2022-10-11 09:15 | 0.0424 | 0.0392
2022-10-11 09:30 | 0.0424 | 0.0394
2022-10-11 09:45 | 0.0425 | 0.0394
2022-10-11 10:00 | 0.0426 | 0.0395
2022-10-11 10:15 | 0.0428 | 0.0397
2022-10-11 10:30 | 0.043 | 0.0399
2022-10-11 10:45 | 0.043 | 0.0397
2022-10-11 11:00 | 0.043 | 0.0399
2022-10-11 11:15 | 0.0431 | 0.0398
2022-10-11 11:30 | 0.0432 | 0.04
2022-10-11 11:45 | 0.0436 | 0.0402
2022-10-11 12:00 | 0.0436 | 0.0401
2022-10-11 12:15 | 0.0432 | 0.0401
2022-10-11 12:30 | 0.0433 | 0.04
2022-10-11 12:45 | 0.0433 | 0.0401
2022-10-11 13:00 | 0.0432 | 0.0401
2022-10-11 13:15 | 0.0434 | 0.04
2022-10-11 13:30 | 0.0432 | 0.0398
2022-10-11 13:45 | 0.0438 | 0.0401
2022-10-11 14:00 | 0.0438 | 0.0402
2022-10-11 14:15 | 0.0436 | 0.0403
2022-10-11 14:30 | 0.0436 | 0.0404
2022-10-11 14:45 | 0.0437 | 0.0403
2022-10-11 15:00 | 0.0435 | 0.0402
2022-10-11 15:15 | 0.0435 | 0.0403
2022-10-11 15:30 | 0.0436 | 0.0403
2022-10-11 15:45 | 0.0434 | 0.0403
2022-10-11 16:00 | 0.0434 | 0.0399
2022-10-11 16:15 | 0.0433 | 0.0398
2022-10-11 16:30 | 0.0429 | 0.0397
2022-10-11 16:45 | 0.0428 | 0.0396
2022-10-11 17:00 | 0.0429 | 0.0397
2022-10-11 17:15 | 0.0427 | 0.0394
2022-10-11 17:30 | 0.0425 | 0.0392
2022-10-11 17:45 | 0.0422 | 0.039
2022-10-11 18:00 | 0.0423 | 0.0391
2022-10-11 18:15 | 0.0421 | 0.0389
2022-10-11 18:30 | 0.0422 | 0.0389
2022-10-11 18:45 | 0.0423 | 0.0391
2022-10-11 19:00 | 0.0425 | 0.0391
2022-10-11 19:15 | 0.0423 | 0.0391
2022-10-11 19:30 | 0.042 | 0.0388
2022-10-11 19:45 | 0.042 | 0.0389
2022-10-11 20:00 | 0.0423 | 0.0389
2022-10-11 20:15 | 0.0425 | 0.0392
2022-10-11 20:30 | 0.0426 | 0.0395
2022-10-11 20:45 | 0.0428 | 0.0395
2022-10-11 21:00 | 0.0425 | 0.0391
2022-10-11 21:15 | 0.0428 | 0.0394
2022-10-11 21:30 | 0.0428 | 0.0396
2022-10-11 21:45 | 0.0428 | 0.0396
2022-10-11 22:00 | 0.0429 | 0.0396
2022-10-11 22:15 | 0.0431 | 0.0398
2022-10-11 22:30 | 0.0433 | 0.04
2022-10-11 22:45 | 0.0433 | 0.0399
2022-10-11 23:00 | 0.0434 | 0.04
2022-10-11 23:15 | 0.0437 | 0.0402
2022-10-11 23:30 | 0.0432 | 0.0399
2022-10-11 23:45 | 0.0432 | 0.0398
2022-10-12 | 0.0434 | 0.0401
2022-10-12 00:15 | 0.0433 | 0.04
2022-10-12 00:30 | 0.043 | 0.0396
2022-10-12 00:45 | 0.0433 | 0.0399
2022-10-12 01:00 | 0.0435 | 0.0401
2022-10-12 01:15 | 0.0435 | 0.0401
2022-10-12 01:30 | 0.0433 | 0.04
2022-10-12 01:45 | 0.0433 | 0.0399
2022-10-12 02:00 | 0.0433 | 0.0399
2022-10-12 02:15 | 0.0434 | 0.04
2022-10-12 02:30 | 0.0434 | 0.0402
2022-10-12 02:45 | 0.0434 | 0.0401
2022-10-12 03:00 | 0.0434 | 0.0399
2022-10-12 03:15 | 0.0433 | 0.04
2022-10-12 03:30 | 0.0433 | 0.0401
2022-10-12 03:45 | 0.0433 | 0.04
2022-10-12 04:00 | 0.0432 | 0.0399
2022-10-12 04:15 | 0.0433 | 0.04
2022-10-12 04:30 | 0.0432 | 0.0401
2022-10-12 04:45 | 0.0431 | 0.0399
2022-10-12 05:00 | 0.0432 | 0.0397
2022-10-12 05:15 | 0.0429 | 0.0395
2022-10-12 05:30 | 0.0426 | 0.0394
2022-10-12 05:45 | 0.0426 | 0.0394
2022-10-12 06:00 | 0.0431 | 0.0398
2022-10-12 06:15 | 0.0429 | 0.0397
2022-10-12 06:30 | 0.0426 | 0.0396
2022-10-12 06:45 | 0.0428 | 0.0395
2022-10-12 07:00 | 0.0424 | 0.0392
2022-10-12 07:15 | 0.0411 | 0.0392
2022-10-12 07:30 | 0.0423 | 0.0393
2022-10-12 07:45 | 0.0423 | 0.0392
2022-10-12 08:00 | 0.042 | 0.0389
2022-10-12 08:15 | 0.0405 | 0.039
2022-10-12 08:30 | 0.0413 | 0.0391
2022-10-12 08:45 | 0.0419 | 0.0391
2022-10-12 09:00 | 0.0427 | 0.0394
2022-10-12 09:15 | 0.0425 | 0.0394
2022-10-12 09:30 | 0.0427 | 0.0396
2022-10-12 09:45 | 0.0427 | 0.0395
2022-10-12 10:00 | 0.0427 | 0.0396
2022-10-12 10:15 | 0.0426 | 0.0396
2022-10-12 10:30 | 0.0425 | 0.0395
2022-10-12 10:45 | 0.0423 | 0.0393
2022-10-12 11:00 | 0.0422 | 0.0391
2022-10-12 11:15 | 0.0424 | 0.0393
2022-10-12 11:30 | 0.0426 | 0.0396
2022-10-12 11:45 | 0.0426 | 0.0395
2022-10-12 12:00 | 0.0426 | 0.0395
2022-10-12 12:15 | 0.0429 | 0.0397
2022-10-12 12:30 | 0.0291 | 0.0397
2022-10-12 12:45 | 0.0016 | 0.0203
2022-10-12 13:00 | 0.002 | 0.003
2022-10-12 13:15 | 0.002 | 0.0029
2022-10-12 13:30 | 0.003 | 0.0031
2022-10-12 13:45 | 0.0032 | 0.0028
2022-10-12 14:00 | 0.0028 | 0.0028
2022-10-12 14:15 | 0.003 | 0.0027
2022-10-12 14:30 | 0.0014 | 0.0025
2022-10-12 14:45 | 0 | 0.0029
2022-10-12 15:00 | 0 | 0.0025
2022-10-12 15:15 | 0.0006 | 0.0025
2022-10-12 15:30 | 0.0011 | 0.0025
2022-10-12 15:45 | 0.0014 | 0.0024
2022-10-12 16:00 | 0 | 0.0023
2022-10-12 16:15 | 0.0006 | 0.0022
2022-10-12 16:30 | 0.0014 | 0.0026
2022-10-12 16:45 | 0.0067 | 0.0023
2022-10-12 17:00 | 0.0068 | 0.0023
2022-10-12 17:15 | 0.0037 | 0.0022
2022-10-12 17:30 | 0.0028 | 0.0022
2022-10-12 17:45 | 0.0018 | 0.0021
2022-10-12 18:00 | 0.0028 | 0.002
2022-10-12 18:15 | 0.0025 | 0.0023
2022-10-12 18:30 | 0.0027 | 0.0028
2022-10-12 18:45 | 0.0239 | 0.0305
2022-10-12 19:00 | 0.0415 | 0.0394
2022-10-12 19:15 | 0.0409 | 0.0394
2022-10-12 19:30 | 0.0411 | 0.0394
2022-10-12 19:45 | 0.0417 | 0.0393
2022-10-12 20:00 | 0.0424 | 0.0392
2022-10-12 20:15 | 0.0427 | 0.0393
2022-10-12 20:30 | 0.0429 | 0.0396
2022-10-12 20:45 | 0.0429 | 0.0395
2022-10-12 21:00 | 0.0428 | 0.0392
2022-10-12 21:15 | 0.043 | 0.0396
2022-10-12 21:30 | 0.0431 | 0.0396
2022-10-12 21:45 | 0.0431 | 0.0397
2022-10-12 22:00 | 0.0433 | 0.0397
2022-10-12 22:15 | 0.0433 | 0.0398
2022-10-12 22:30 | 0.0431 | 0.0397
2022-10-12 22:45 | 0.043 | 0.0397
2022-10-12 23:00 | 0.0434 | 0.0399
2022-10-12 23:15 | 0.0435 | 0.0401
2022-10-12 23:30 | 0.0438 | 0.0404
2022-10-12 23:45 | 0.044 | 0.0405
2022-10-13 | 0.0438 | 0.0403
2022-10-13 00:15 | 0.0436 | 0.0401
2022-10-13 00:30 | 0.0436 | 0.0403
2022-10-13 00:45 | 0.0437 | 0.0403
2022-10-13 01:00 | 0.0438 | 0.0403
2022-10-13 01:15 | 0.0438 | 0.0403
2022-10-13 01:30 | 0.0439 | 0.0405
2022-10-13 01:45 | 0.0438 | 0.0404
2022-10-13 02:00 | 0.0441 | 0.0405
2022-10-13 02:15 | 0.0439 | 0.0406
2022-10-13 02:30 | 0.044 | 0.0407
2022-10-13 02:45 | 0.044 | 0.0405
2022-10-13 03:00 | 0.0441 | 0.0405
2022-10-13 03:15 | 0.044 | 0.0406
2022-10-13 03:30 | 0.0439 | 0.0406
2022-10-13 03:45 | 0.044 | 0.0405
2022-10-13 04:00 | 0.044 | 0.0404
2022-10-13 04:15 | 0.0438 | 0.0403
2022-10-13 04:30 | 0.0437 | 0.0405
2022-10-13 04:45 | 0.0438 | 0.0404
2022-10-13 05:00 | 0.0436 | 0.0402
2022-10-13 05:15 | 0.0435 | 0.0401
2022-10-13 05:30 | 0.0434 | 0.0399
2022-10-13 05:45 | 0.0433 | 0.0401
2022-10-13 06:00 | 0.0436 | 0.0402
2022-10-13 06:15 | 0.0432 | 0.04
2022-10-13 06:30 | 0.0428 | 0.0397
2022-10-13 06:45 | 0.0426 | 0.0395
2022-10-13 07:00 | 0.0425 | 0.0394
2022-10-13 07:15 | 0.0426 | 0.0395
2022-10-13 07:30 | 0.0427 | 0.0396
2022-10-13 07:45 | 0.0421 | 0.0396
2022-10-13 08:00 | 0.0427 | 0.0398
2022-10-13 08:15 | 0.0432 | 0.04
2022-10-13 08:30 | 0.043 | 0.0398
2022-10-13 08:45 | 0.043 | 0.0397
2022-10-13 09:00 | 0.0431 | 0.0397
2022-10-13 09:15 | 0.043 | 0.0399
2022-10-13 09:30 | 0.0428 | 0.0395
2022-10-13 09:45 | 0.0429 | 0.0394
2022-10-13 10:00 | 0.0426 | 0.0394
2022-10-13 10:15 | 0.0428 | 0.0395
2022-10-13 10:30 | 0.0432 | 0.0396
2022-10-13 10:45 | 0.0432 | 0.0395
2022-10-13 11:00 | 0.0432 | 0.0398
2022-10-13 11:15 | 0.0434 | 0.0399
2022-10-13 11:30 | 0.0432 | 0.0399
2022-10-13 11:45 | 0.0432 | 0.0399
2022-10-13 12:00 | 0.043 | 0.0395
2022-10-13 12:15 | 0.043 | 0.0397
2022-10-13 12:30 | 0.0433 | 0.04
2022-10-13 12:45 | 0.0435 | 0.0399
2022-10-13 13:00 | 0.0435 | 0.04
2022-10-13 13:15 | 0.0433 | 0.04
2022-10-13 13:30 | 0.0431 | 0.0399
2022-10-13 13:45 | 0.0432 | 0.0398
2022-10-13 14:00 | 0.0433 | 0.0398
2022-10-13 14:15 | 0.0437 | 0.0401
2022-10-13 14:30 | 0.0433 | 0.04
2022-10-13 14:45 | 0.0278 | 0.0399
2022-10-13 15:00 | 0.0039 | 0.0399
2022-10-13 15:15 | 0.0088 | 0.0222
2022-10-13 15:30 | 0.0063 | 0.0023
2022-10-13 15:45 | 0.0037 | 0.0022
2022-10-13 16:00 | 0.0036 | 0.0024
2022-10-13 16:15 | 0.0033 | 0.0023
2022-10-13 16:30 | 0.0027 | 0.0025
2022-10-13 16:45 | 0.0033 | 0.0024
2022-10-13 17:00 | 0.0032 | 0.0026
2022-10-13 17:15 | 0.0032 | 0.0336
2022-10-13 17:30 | 0.0402 | 0.0395
2022-10-13 17:45 | 0.0427 | 0.0394
2022-10-13 18:00 | 0.0425 | 0.0392
2022-10-13 18:15 | 0.0424 | 0.0391
2022-10-13 18:30 | 0.0427 | 0.0392
2022-10-13 18:45 | 0.0426 | 0.0392
2022-10-13 19:00 | 0.0431 | 0.0394
2022-10-13 19:15 | 0.0432 | 0.0394
2022-10-13 19:30 | 0.0433 | 0.0394
2022-10-13 19:45 | 0.0429 | 0.039
2022-10-13 20:00 | 0.0426 | 0.0391
2022-10-13 20:15 | 0.0427 | 0.0396
2022-10-13 20:30 | 0.0425 | 0.0392
2022-10-13 20:45 | 0.0425 | 0.039
2022-10-13 21:00 | 0.0425 | 0.0392
2022-10-13 21:15 | 0.0428 | 0.0396
2022-10-13 21:30 | 0.0429 | 0.0394
2022-10-13 21:45 | 0.0426 | 0.0393
2022-10-13 22:00 | 0.0429 | 0.0395
2022-10-13 22:15 | 0.0431 | 0.0396
2022-10-13 22:30 | 0.0431 | 0.0397
2022-10-13 22:45 | 0.0432 | 0.0398
2022-10-13 23:00 | 0.0434 | 0.0399
2022-10-13 23:15 | 0.0435 | 0.0401
2022-10-13 23:30 | 0.0435 | 0.04
2022-10-13 23:45 | 0.0436 | 0.0401
2022-10-14 | 0.0438 | 0.0403
2022-10-14 00:15 | 0.0438 | 0.0404
2022-10-14 00:30 | 0.0435 | 0.0402
2022-10-14 00:45 | 0.0436 | 0.04
2022-10-14 01:00 | 0.0437 | 0.0401
2022-10-14 01:15 | 0.0436 | 0.0401
2022-10-14 01:30 | 0.0437 | 0.0403
2022-10-14 01:45 | 0.0434 | 0.0401
2022-10-14 02:00 | 0.0435 | 0.0401
2022-10-14 02:15 | 0.0435 | 0.0401
2022-10-14 02:30 | 0.0435 | 0.0402
2022-10-14 02:45 | 0.0436 | 0.0402
2022-10-14 03:00 | 0.0435 | 0.0401
2022-10-14 03:15 | 0.0436 | 0.0402
2022-10-14 03:30 | 0.0436 | 0.0402
2022-10-14 03:45 | 0.0435 | 0.0401
2022-10-14 04:00 | 0.0434 | 0.04
2022-10-14 04:15 | 0.0434 | 0.0401
2022-10-14 04:30 | 0.0433 | 0.0399
2022-10-14 04:45 | 0.0435 | 0.0401
2022-10-14 05:00 | 0.0436 | 0.0401
2022-10-14 05:15 | 0.0435 | 0.0401
2022-10-14 05:30 | 0.0432 | 0.0398
2022-10-14 05:45 | 0.043 | 0.0397
2022-10-14 06:00 | 0.0424 | 0.0391
2022-10-14 06:15 | 0.0426 | 0.0395
2022-10-14 06:30 | 0.0426 | 0.0394
2022-10-14 06:45 | 0.0423 | 0.039
2022-10-14 07:00 | 0.0423 | 0.0391
2022-10-14 07:15 | 0.0156 | 0.039
2022-10-14 07:30 | 0.0022 | 0.0391
2022-10-14 07:45 | 0.0019 | 0.0388
2022-10-14 08:00 | 0.0017 | 0.0387
2022-10-14 08:15 | 0.0016 | 0.0389
2022-10-14 08:30 | 0.0032 | 0.0388
2022-10-14 08:45 | 0.0019 | 0.0387
2022-10-14 09:00 | 0.0021 | 0.0386
2022-10-14 09:15 | 0.0023 | 0.0387
2022-10-14 09:30 | 0.0023 | 0.0389
2022-10-14 09:45 | 0.0022 | 0.0388
2022-10-14 10:00 | 0.022 | 0.0394
2022-10-14 10:15 | 0.0427 | 0.0394
2022-10-14 10:30 | 0.0428 | 0.0395
2022-10-14 10:45 | 0.0429 | 0.0396
2022-10-14 11:00 | 0.0433 | 0.0399
2022-10-14 11:15 | 0.0434 | 0.0399
2022-10-14 11:30 | 0.0432 | 0.0397
2022-10-14 11:45 | 0.0431 | 0.0397
2022-10-14 12:00 | 0.043 | 0.0396
2022-10-14 12:15 | 0.043 | 0.0396
2022-10-14 12:30 | 0.0429 | 0.0396
2022-10-14 12:45 | 0.043 | 0.0397
2022-10-14 13:00 | 0.0433 | 0.04
2022-10-14 13:15 | 0.0432 | 0.04
2022-10-14 13:30 | 0.0436 | 0.0402
2022-10-14 13:45 | 0.0436 | 0.04
2022-10-14 14:00 | 0.0436 | 0.04
2022-10-14 14:15 | 0.0433 | 0.04
2022-10-14 14:30 | 0.0432 | 0.04
2022-10-14 14:45 | 0.0433 | 0.0398
2022-10-14 15:00 | 0.043 | 0.0397
2022-10-14 15:15 | 0.043 | 0.0397
2022-10-14 15:30 | 0.0434 | 0.04
2022-10-14 15:45 | 0.0432 | 0.0399
2022-10-14 16:00 | 0.037 | 0.0396
2022-10-14 16:15 | 0.0073 | 0.0395
2022-10-14 16:30 | 0.0037 | 0.0075
2022-10-14 16:45 | 0.0038 | 0.0023
2022-10-14 17:00 | 0.0031 | 0.0025
2022-10-14 17:15 | 0.0033 | 0.0022
2022-10-14 17:30 | 0.0033 | 0.0022
2022-10-14 17:45 | 0.004 | 0.0021
2022-10-14 18:00 | 0.0033 | 0.0298
2022-10-14 18:15 | 0.0352 | 0.0393
2022-10-14 18:30 | 0.0427 | 0.0393
2022-10-14 18:45 | 0.0427 | 0.039
2022-10-14 19:00 | 0.0425 | 0.039
2022-10-14 19:15 | 0.0429 | 0.0395
2022-10-14 19:30 | 0.0431 | 0.0397
2022-10-14 19:45 | 0.0425 | 0.0389
2022-10-14 20:00 | 0.0424 | 0.0387
2022-10-14 20:15 | 0.0423 | 0.0386
2022-10-14 20:30 | 0.0426 | 0.0387
2022-10-14 20:45 | 0.0426 | 0.0392
2022-10-14 21:00 | 0.0425 | 0.039
2022-10-14 21:15 | 0.0426 | 0.0392
2022-10-14 21:30 | 0.0425 | 0.0391
2022-10-14 21:45 | 0.0429 | 0.0394
2022-10-14 22:00 | 0.0432 | 0.0395
2022-10-14 22:15 | 0.0434 | 0.0398
2022-10-14 22:30 | 0.0436 | 0.0401
2022-10-14 22:45 | 0.0435 | 0.04
2022-10-14 23:00 | 0.0429 | 0.0394
2022-10-14 23:15 | 0.0428 | 0.0394
2022-10-14 23:30 | 0.043 | 0.0396
2022-10-14 23:45 | 0.0432 | 0.0396
2022-10-15 | 0.0435 | 0.0399
2022-10-15 00:15 | 0.0435 | 0.0401
2022-10-15 00:30 | 0.0437 | 0.0402
2022-10-15 00:45 | 0.0435 | 0.0399
2022-10-15 01:00 | 0.0436 | 0.0401
2022-10-15 01:15 | 0.0435 | 0.04
2022-10-15 01:30 | 0.0435 | 0.04
2022-10-15 01:45 | 0.0436 | 0.04
2022-10-15 02:00 | 0.0435 | 0.0402
2022-10-15 02:15 | 0.0434 | 0.0399
2022-10-15 02:30 | 0.0433 | 0.0399
2022-10-15 02:45 | 0.0434 | 0.04
2022-10-15 03:00 | 0.0434 | 0.04
2022-10-15 03:15 | 0.0435 | 0.0401
2022-10-15 03:30 | 0.0434 | 0.0398
2022-10-15 03:45 | 0.0434 | 0.0399
2022-10-15 04:00 | 0.0434 | 0.04
2022-10-15 04:15 | 0.0435 | 0.0401
2022-10-15 04:30 | 0.0434 | 0.0399
2022-10-15 04:45 | 0.0435 | 0.04
2022-10-15 05:00 | 0.0435 | 0.0401
2022-10-15 05:15 | 0.0434 | 0.04
2022-10-15 05:30 | 0.0433 | 0.04
2022-10-15 05:45 | 0.0434 | 0.0399
2022-10-15 06:00 | 0.0431 | 0.0397
2022-10-15 06:15 | 0.043 | 0.0397
2022-10-15 06:30 | 0.043 | 0.0396
2022-10-15 06:45 | 0.0429 | 0.0395
2022-10-15 07:00 | 0.0427 | 0.0393
2022-10-15 07:15 | 0.0427 | 0.0394
2022-10-15 07:30 | 0.0432 | 0.0395
2022-10-15 07:45 | 0.0431 | 0.0397
2022-10-15 08:00 | 0.0434 | 0.0396
2022-10-15 08:15 | 0.0429 | 0.0395
2022-10-15 08:30 | 0.0429 | 0.0396
2022-10-15 08:45 | 0.0426 | 0.0392
2022-10-15 09:00 | 0.0428 | 0.0393
2022-10-15 09:15 | 0.0429 | 0.0395
2022-10-15 09:30 | 0.0426 | 0.0394
2022-10-15 09:45 | 0.0429 | 0.0396
2022-10-15 10:00 | 0.0429 | 0.0395
2022-10-15 10:15 | 0.0426 | 0.0392
2022-10-15 10:30 | 0.0429 | 0.0393
2022-10-15 10:45 | 0.0432 | 0.0396
2022-10-15 11:00 | 0.0435 | 0.04
2022-10-15 11:15 | 0.0434 | 0.04
2022-10-15 11:30 | 0.0432 | 0.0399
2022-10-15 11:45 | 0.0431 | 0.0398
2022-10-15 12:00 | 0.0428 | 0.0393
2022-10-15 12:15 | 0.0427 | 0.0393
2022-10-15 12:30 | 0.0429 | 0.0396
2022-10-15 12:45 | 0.0433 | 0.0399
2022-10-15 13:00 | 0.0435 | 0.04
2022-10-15 13:15 | 0.0432 | 0.0398
2022-10-15 13:30 | 0.0428 | 0.0394
2022-10-15 13:45 | 0.0428 | 0.0392
2022-10-15 14:00 | 0.0428 | 0.0394
2022-10-15 14:15 | 0.0176 | 0.0337
2022-10-15 14:30 | 0.0036 | 0.0021
2022-10-15 14:45 | 0.0035 | 0.0024
2022-10-15 15:00 | 0.0031 | 0.0027
2022-10-15 15:15 | 0.003 | 0.0022
2022-10-15 15:30 | 0.0032 | 0.0022
2022-10-15 15:45 | 0.0033 | 0.0022
2022-10-15 16:00 | 0.0034 | 0.0021
2022-10-15 16:15 | 0.0031 | 0.002
2022-10-15 16:30 | 0.0032 | 0.0019
2022-10-15 16:45 | 0.0033 | 0.002
2022-10-15 17:00 | 0.0034 | 0.0021
2022-10-15 17:15 | 0.0035 | 0.0018
2022-10-15 17:30 | 0.0033 | 0.0016
2022-10-15 17:45 | 0.0031 | 0.0017
2022-10-15 18:00 | 0.022 | 0.0325
2022-10-15 18:15 | 0.0424 | 0.0389
2022-10-15 18:30 | 0.0422 | 0.0386
2022-10-15 18:45 | 0.0422 | 0.0385
2022-10-15 19:00 | 0.0424 | 0.0388
2022-10-15 19:15 | 0.0424 | 0.0389
2022-10-15 19:30 | 0.0424 | 0.0389
2022-10-15 19:45 | 0.0425 | 0.039
2022-10-15 20:00 | 0.0422 | 0.0387
2022-10-15 20:15 | 0.0422 | 0.0387
2022-10-15 20:30 | 0.0425 | 0.0389
2022-10-15 20:45 | 0.0426 | 0.039
2022-10-15 21:00 | 0.0427 | 0.0392
2022-10-15 21:15 | 0.0428 | 0.0393
2022-10-15 21:30 | 0.0429 | 0.0394
2022-10-15 21:45 | 0.0433 | 0.0396
2022-10-15 22:00 | 0.0435 | 0.0398
2022-10-15 22:15 | 0.0435 | 0.04
2022-10-15 22:30 | 0.0433 | 0.0397
2022-10-15 22:45 | 0.0433 | 0.0398
2022-10-15 23:00 | 0.0435 | 0.04
2022-10-15 23:15 | 0.0437 | 0.0401
2022-10-15 23:30 | 0.0438 | 0.0401
2022-10-15 23:45 | 0.0438 | 0.0402
2022-10-16 | 0.0439 | 0.0403
2022-10-16 00:15 | 0.0438 | 0.0403
2022-10-16 00:30 | 0.0436 | 0.0402
2022-10-16 00:45 | 0.0434 | 0.0399
2022-10-16 01:00 | 0.0437 | 0.0402
2022-10-16 01:15 | 0.0437 | 0.0403
2022-10-16 01:30 | 0.0437 | 0.0403
2022-10-16 01:45 | 0.0439 | 0.0403
2022-10-16 02:00 | 0.0439 | 0.0403
2022-10-16 02:15 | 0.0438 | 0.0404
2022-10-16 02:30 | 0.0439 | 0.0403
2022-10-16 02:45 | 0.0439 | 0.0402
2022-10-16 03:00 | 0.0434 | 0.0399
2022-10-16 03:15 | 0.0433 | 0.0398
2022-10-16 03:30 | 0.0433 | 0.0399
2022-10-16 03:45 | 0.0433 | 0.0399
2022-10-16 04:00 | 0.0431 | 0.0397
2022-10-16 04:15 | 0.0432 | 0.0399
2022-10-16 04:30 | 0.0431 | 0.0398
2022-10-16 04:45 | 0.0431 | 0.0396
2022-10-16 05:00 | 0.0429 | 0.0395
2022-10-16 05:15 | 0.0429 | 0.0395
2022-10-16 05:30 | 0.0428 | 0.0395
2022-10-16 05:45 | 0.0429 | 0.0396
2022-10-16 06:00 | 0.0433 | 0.0399
2022-10-16 06:15 | 0.0432 | 0.0399
2022-10-16 06:30 | 0.0432 | 0.0398
2022-10-16 06:45 | 0.0434 | 0.0399
2022-10-16 07:00 | 0.0432 | 0.0399
2022-10-16 07:15 | 0.0431 | 0.0399
2022-10-16 07:30 | 0.0428 | 0.0395
2022-10-16 07:45 | 0.0425 | 0.0394
2022-10-16 08:00 | 0.0424 | 0.0392
2022-10-16 08:15 | 0.0424 | 0.0393
2022-10-16 08:30 | 0.0423 | 0.0391
2022-10-16 08:45 | 0.0426 | 0.0387
2022-10-16 09:00 | 0.0423 | 0.0388
2022-10-16 09:15 | 0.042 | 0.0386
2022-10-16 09:30 | 0.0421 | 0.039
2022-10-16 09:45 | 0.0424 | 0.0391
2022-10-16 10:00 | 0.0424 | 0.0392
2022-10-16 10:15 | 0.0428 | 0.0397
2022-10-16 10:30 | 0.0429 | 0.0396
2022-10-16 10:45 | 0.0429 | 0.0395
2022-10-16 11:00 | 0.0426 | 0.0394
2022-10-16 11:15 | 0.0427 | 0.0396
2022-10-16 11:30 | 0.0428 | 0.0396
2022-10-16 11:45 | 0.0429 | 0.0395
2022-10-16 12:00 | 0.0431 | 0.0395
2022-10-16 12:15 | 0.0432 | 0.0396
2022-10-16 12:30 | 0.0432 | 0.0395
2022-10-16 12:45 | 0.0428 | 0.0396
2022-10-16 13:00 | 0.0426 | 0.0392
2022-10-16 13:15 | 0.0426 | 0.0395
2022-10-16 13:30 | 0.0427 | 0.0395
2022-10-16 13:45 | 0.0427 | 0.0394
2022-10-16 14:00 | 0.0424 | 0.0393
2022-10-16 14:15 | 0.0421 | 0.039
2022-10-16 14:30 | 0.0425 | 0.0392
2022-10-16 14:45 | 0.0426 | 0.0392
2022-10-16 15:00 | 0.0184 | 0.0391
2022-10-16 15:15 | 0.0051 | 0.039
2022-10-16 15:30 | 0.0057 | 0.0262
2022-10-16 15:45 | 0.0025 | 0.0025
2022-10-16 16:00 | 0.0024 | 0.0025
2022-10-16 16:15 | 0.0029 | 0.0027
2022-10-16 16:30 | 0.0025 | 0.002
2022-10-16 16:45 | 0.0023 | 0.0022
2022-10-16 17:00 | 0.0022 | 0.0022
2022-10-16 17:15 | 0.0021 | 0.0019
2022-10-16 17:30 | 0.0125 | 0.0186
2022-10-16 17:45 | 0.0418 | 0.0385
2022-10-16 18:00 | 0.042 | 0.0387
2022-10-16 18:15 | 0.0416 | 0.0384
2022-10-16 18:30 | 0.0415 | 0.0383
2022-10-16 18:45 | 0.0415 | 0.0382
2022-10-16 19:00 | 0.0417 | 0.0385
2022-10-16 19:15 | 0.0417 | 0.0385
2022-10-16 19:30 | 0.0419 | 0.0386
2022-10-16 19:45 | 0.0421 | 0.0388
2022-10-16 20:00 | 0.0421 | 0.039
2022-10-16 20:15 | 0.0423 | 0.039
2022-10-16 20:30 | 0.0424 | 0.0389
2022-10-16 20:45 | 0.0423 | 0.0389
2022-10-16 21:00 | 0.042 | 0.0388
2022-10-16 21:15 | 0.0422 | 0.0388
2022-10-16 21:30 | 0.042 | 0.0388
2022-10-16 21:45 | 0.0424 | 0.039
2022-10-16 22:00 | 0.0429 | 0.0394
2022-10-16 22:15 | 0.043 | 0.0395
2022-10-16 22:30 | 0.0429 | 0.0395
2022-10-16 22:45 | 0.043 | 0.0396
2022-10-16 23:00 | 0.043 | 0.0397
2022-10-16 23:15 | 0.0432 | 0.0399
2022-10-16 23:30 | 0.0433 | 0.0399
2022-10-16 23:45 | 0.0431 | 0.0398
2022-10-17 | 0.043 | 0.0397
2022-10-17 00:15 | 0.0431 | 0.0399
2022-10-17 00:30 | 0.0434 | 0.04
2022-10-17 00:45 | 0.0435 | 0.0398
2022-10-17 01:00 | 0.0435 | 0.0402
2022-10-17 01:15 | 0.0435 | 0.0402
2022-10-17 01:30 | 0.0435 | 0.0401
2022-10-17 01:45 | 0.0435 | 0.0399
2022-10-17 02:00 | 0.0435 | 0.0401
2022-10-17 02:15 | 0.0436 | 0.0402
2022-10-17 02:30 | 0.0436 | 0.0401
2022-10-17 02:45 | 0.0435 | 0.04
2022-10-17 03:00 | 0.0435 | 0.04
2022-10-17 03:15 | 0.0435 | 0.0402
2022-10-17 03:30 | 0.0435 | 0.0401
2022-10-17 03:45 | 0.0435 | 0.0402
2022-10-17 04:00 | 0.0434 | 0.0401
2022-10-17 04:15 | 0.0434 | 0.0401
2022-10-17 04:30 | 0.0433 | 0.0399
2022-10-17 04:45 | 0.0433 | 0.0399
2022-10-17 05:00 | 0.0432 | 0.0397
2022-10-17 05:15 | 0.0432 | 0.0396
2022-10-17 05:30 | 0.0429 | 0.0396
2022-10-17 05:45 | 0.0429 | 0.0396
2022-10-17 06:00 | 0.0427 | 0.0395
2022-10-17 06:15 | 0.0431 | 0.0398
2022-10-17 06:30 | 0.0428 | 0.0394
2022-10-17 06:45 | 0.0424 | 0.0392
2022-10-17 07:00 | 0.0424 | 0.0392
2022-10-17 07:15 | 0.0422 | 0.0392
2022-10-17 07:30 | 0.0426 | 0.0393
2022-10-17 07:45 | 0.0423 | 0.039
2022-10-17 08:00 | 0.042 | 0.0388
2022-10-17 08:15 | 0.0425 | 0.0393
2022-10-17 08:30 | 0.0422 | 0.0391
2022-10-17 08:45 | 0.0421 | 0.0389
2022-10-17 09:00 | 0.0421 | 0.0388
2022-10-17 09:15 | 0.0421 | 0.039
2022-10-17 09:30 | 0.0422 | 0.0389
2022-10-17 09:45 | 0.0421 | 0.0389
2022-10-17 10:00 | 0.042 | 0.0388
2022-10-17 10:15 | 0.0419 | 0.0388
2022-10-17 10:30 | 0.0425 | 0.0394
2022-10-17 10:45 | 0.043 | 0.0397
2022-10-17 11:00 | 0.0428 | 0.0396
2022-10-17 11:15 | 0.0428 | 0.0398
2022-10-17 11:30 | 0.043 | 0.0393
2022-10-17 11:45 | 0.0429 | 0.0397
2022-10-17 12:00 | 0.0428 | 0.0396
2022-10-17 12:15 | 0.0427 | 0.0396
2022-10-17 12:30 | 0.0426 | 0.0393
2022-10-17 12:45 | 0.0426 | 0.0396
2022-10-17 13:00 | 0.0428 | 0.0397
2022-10-17 13:15 | 0.0425 | 0.0394
2022-10-17 13:30 | 0.0423 | 0.0391
2022-10-17 13:45 | 0.0423 | 0.0392
2022-10-17 14:00 | 0.0423 | 0.0393
2022-10-17 14:15 | 0.0423 | 0.0393
2022-10-17 14:30 | 0.0425 | 0.0394
2022-10-17 14:45 | 0.0423 | 0.0393
2022-10-17 15:00 | 0.0423 | 0.0394
2022-10-17 15:15 | 0.0425 | 0.0396
2022-10-17 15:30 | 0.0424 | 0.0394
2022-10-17 15:45 | 0.0424 | 0.0394
2022-10-17 16:00 | 0.0425 | 0.0394
2022-10-17 16:15 | 0.0424 | 0.0394
2022-10-17 16:30 | 0.0429 | 0.0391
2022-10-17 16:45 | 0.0424 | 0.0389
2022-10-17 17:00 | 0.0421 | 0.0388
2022-10-17 17:15 | 0.0417 | 0.0386
2022-10-17 17:30 | 0.0416 | 0.0387
2022-10-17 17:45 | 0.0419 | 0.0389
2022-10-17 18:00 | 0.0417 | 0.0387
2022-10-17 18:15 | 0.0413 | 0.0384
2022-10-17 18:30 | 0.0417 | 0.0386
2022-10-17 18:45 | 0.0416 | 0.0387
2022-10-17 19:00 | 0.0421 | 0.039
2022-10-17 19:15 | 0.0423 | 0.0392
2022-10-17 19:30 | 0.0424 | 0.0392
2022-10-17 19:45 | 0.0426 | 0.0394
2022-10-17 20:00 | 0.0429 | 0.0394
2022-10-17 20:15 | 0.0426 | 0.0391
2022-10-17 20:30 | 0.0428 | 0.0391
2022-10-17 20:45 | 0.0427 | 0.0393
2022-10-17 21:00 | 0.0429 | 0.0396
2022-10-17 21:15 | 0.0431 | 0.0398
2022-10-17 21:30 | 0.0431 | 0.0396
2022-10-17 21:45 | 0.0432 | 0.0398
2022-10-17 22:00 | 0.043 | 0.0396
2022-10-17 22:15 | 0.0432 | 0.0399
2022-10-17 22:30 | 0.0434 | 0.0399
2022-10-17 22:45 | 0.0426 | 0.0393
2022-10-17 23:00 | 0.0426 | 0.0393
2022-10-17 23:15 | 0.0429 | 0.0396
2022-10-17 23:30 | 0.0431 | 0.0399
2022-10-17 23:45 | 0.0433 | 0.0401
2022-10-18 | 0.0433 | 0.0401
2022-10-18 00:15 | 0.0435 | 0.0401
2022-10-18 00:30 | 0.0433 | 0.04
2022-10-18 00:45 | 0.0433 | 0.04
2022-10-18 01:00 | 0.0435 | 0.0403
2022-10-18 01:15 | 0.0435 | 0.0403
2022-10-18 01:30 | 0.0436 | 0.0404
2022-10-18 01:45 | 0.0437 | 0.0403
2022-10-18 02:00 | 0.0437 | 0.0404
2022-10-18 02:15 | 0.0437 | 0.0404
2022-10-18 02:30 | 0.0439 | 0.0404
2022-10-18 02:45 | 0.0439 | 0.0404
2022-10-18 03:00 | 0.044 | 0.0407
2022-10-18 03:15 | 0.0437 | 0.0404
2022-10-18 03:30 | 0.0437 | 0.0403
2022-10-18 03:45 | 0.0436 | 0.0404
2022-10-18 04:00 | 0.0434 | 0.0403
2022-10-18 04:15 | 0.0434 | 0.0402
2022-10-18 04:30 | 0.0435 | 0.04
2022-10-18 04:45 | 0.0432 | 0.04
2022-10-18 05:00 | 0.0431 | 0.0399
2022-10-18 05:15 | 0.043 | 0.0397
2022-10-18 05:30 | 0.0426 | 0.0396
2022-10-18 05:45 | 0.0425 | 0.0395
2022-10-18 06:00 | 0.0426 | 0.0397
2022-10-18 06:15 | 0.0427 | 0.0397
2022-10-18 06:30 | 0.0424 | 0.0392
2022-10-18 06:45 | 0.0423 | 0.0393
2022-10-18 07:00 | 0.0425 | 0.0392
2022-10-18 07:15 | 0.0424 | 0.0393
2022-10-18 07:30 | 0.0422 | 0.0391
2022-10-18 07:45 | 0.0424 | 0.0393
2022-10-18 08:00 | 0.0427 | 0.0396
2022-10-18 08:15 | 0.0426 | 0.0395
2022-10-18 08:30 | 0.0426 | 0.0393
2022-10-18 08:45 | 0.0427 | 0.0397
2022-10-18 09:00 | 0.0428 | 0.0398
2022-10-18 09:15 | 0.0428 | 0.0396
2022-10-18 09:30 | 0.0428 | 0.0396
2022-10-18 09:45 | 0.0425 | 0.0395
2022-10-18 10:00 | 0.0428 | 0.0399
2022-10-18 10:15 | 0.0428 | 0.0397
2022-10-18 10:30 | 0.0422 | 0.0394
2022-10-18 10:45 | 0.0419 | 0.0391
2022-10-18 11:00 | 0.0419 | 0.0392
2022-10-18 11:15 | 0.0423 | 0.0394
2022-10-18 11:30 | 0.0425 | 0.0394
2022-10-18 11:45 | 0.0422 | 0.0393
2022-10-18 12:00 | 0.0428 | 0.0399
2022-10-18 12:15 | 0.0427 | 0.0396
2022-10-18 12:30 | 0.0426 | 0.0396
2022-10-18 12:45 | 0.0424 | 0.0394
2022-10-18 13:00 | 0.0418 | 0.0393
2022-10-18 13:15 | 0.0403 | 0.0392
2022-10-18 13:30 | 0.041 | 0.0394
2022-10-18 13:45 | 0.0422 | 0.0396
2022-10-18 14:00 | 0.0419 | 0.039
2022-10-18 14:15 | 0.042 | 0.0392
2022-10-18 14:30 | 0.0432 | 0.04
2022-10-18 14:45 | 0.0433 | 0.0401
2022-10-18 15:00 | 0.0432 | 0.04
2022-10-18 15:15 | 0.0429 | 0.0399
2022-10-18 15:30 | 0.0434 | 0.0402
2022-10-18 15:45 | 0.0435 | 0.0404
2022-10-18 16:00 | 0.043 | 0.04
2022-10-18 16:15 | 0.0428 | 0.0396
2022-10-18 16:30 | 0.0428 | 0.0397
2022-10-18 16:45 | 0.0428 | 0.0397
2022-10-18 17:00 | 0.0426 | 0.0397
2022-10-18 17:15 | 0.0427 | 0.0396
2022-10-18 17:30 | 0.043 | 0.0397
2022-10-18 17:45 | 0.0428 | 0.0397
2022-10-18 18:00 | 0.0428 | 0.0397
2022-10-18 18:15 | 0.0414 | 0.0391
2022-10-18 18:30 | 0.0403 | 0.0386
2022-10-18 18:45 | 0.0404 | 0.0387
2022-10-18 19:00 | 0.0407 | 0.0385
2022-10-18 19:15 | 0.0416 | 0.0387
2022-10-18 19:30 | 0.0421 | 0.0388
2022-10-18 19:45 | 0.0424 | 0.0393
2022-10-18 20:00 | 0.0427 | 0.0395
2022-10-18 20:15 | 0.0423 | 0.039
2022-10-18 20:30 | 0.042 | 0.0388
2022-10-18 20:45 | 0.042 | 0.0388
2022-10-18 21:00 | 0.0425 | 0.0393
2022-10-18 21:15 | 0.0429 | 0.0396
2022-10-18 21:30 | 0.0429 | 0.0395
2022-10-18 21:45 | 0.0429 | 0.0395
2022-10-18 22:00 | 0.0429 | 0.0395
2022-10-18 22:15 | 0.0428 | 0.0395
2022-10-18 22:30 | 0.0432 | 0.0399
2022-10-18 22:45 | 0.0435 | 0.0401
2022-10-18 23:00 | 0.0437 | 0.0403
2022-10-18 23:15 | 0.043 | 0.0398
2022-10-18 23:30 | 0.043 | 0.0395
2022-10-18 23:45 | 0.0429 | 0.0395
2022-10-19 | 0.043 | 0.0399
2022-10-19 00:15 | 0.0432 | 0.0398
2022-10-19 00:30 | 0.0432 | 0.0398
2022-10-19 00:45 | 0.0434 | 0.0402
2022-10-19 01:00 | 0.0436 | 0.0403
2022-10-19 01:15 | 0.0431 | 0.0398
2022-10-19 01:30 | 0.0432 | 0.0398
2022-10-19 01:45 | 0.0431 | 0.0397
2022-10-19 02:00 | 0.0431 | 0.0399
2022-10-19 02:15 | 0.0432 | 0.0399
2022-10-19 02:30 | 0.0432 | 0.0397
2022-10-19 02:45 | 0.0433 | 0.04
2022-10-19 03:00 | 0.0433 | 0.04
2022-10-19 03:15 | 0.0433 | 0.0401
2022-10-19 03:30 | 0.0433 | 0.0399
2022-10-19 03:45 | 0.0433 | 0.04
2022-10-19 04:00 | 0.043 | 0.0398
2022-10-19 04:15 | 0.0431 | 0.0398
2022-10-19 04:30 | 0.043 | 0.0397
2022-10-19 04:45 | 0.0429 | 0.0397
2022-10-19 05:00 | 0.0428 | 0.0396
2022-10-19 05:15 | 0.0431 | 0.0399
2022-10-19 05:30 | 0.043 | 0.0398
2022-10-19 05:45 | 0.0431 | 0.0397
2022-10-19 06:00 | 0.0428 | 0.0397
2022-10-19 06:15 | 0.0428 | 0.0397
2022-10-19 06:30 | 0.0429 | 0.0397
2022-10-19 06:45 | 0.0428 | 0.0395
2022-10-19 07:00 | 0.0424 | 0.0393
2022-10-19 07:15 | 0.0425 | 0.0392
2022-10-19 07:30 | 0.0426 | 0.0394
2022-10-19 07:45 | 0.0426 | 0.0394
2022-10-19 08:00 | 0.0425 | 0.0393
2022-10-19 08:15 | 0.0428 | 0.0397
2022-10-19 08:30 | 0.043 | 0.0398
2022-10-19 08:45 | 0.0427 | 0.0396
2022-10-19 09:00 | 0.0431 | 0.0398
2022-10-19 09:15 | 0.043 | 0.0397
2022-10-19 09:30 | 0.0425 | 0.0394
2022-10-19 09:45 | 0.0426 | 0.0394
2022-10-19 10:00 | 0.0426 | 0.0395
2022-10-19 10:15 | 0.0429 | 0.0397
2022-10-19 10:30 | 0.0427 | 0.0396
2022-10-19 10:45 | 0.0429 | 0.0397
2022-10-19 11:00 | 0.0427 | 0.0394
2022-10-19 11:15 | 0.0426 | 0.0395
2022-10-19 11:30 | 0.0425 | 0.0393
2022-10-19 11:45 | 0.0427 | 0.0395
2022-10-19 12:00 | 0.0426 | 0.0395
2022-10-19 12:15 | 0.043 | 0.0394
2022-10-19 12:30 | 0.0428 | 0.0396
2022-10-19 12:45 | 0.0425 | 0.0394
2022-10-19 13:00 | 0.0428 | 0.0396
2022-10-19 13:15 | 0.0433 | 0.0396
2022-10-19 13:30 | 0.043 | 0.0396
2022-10-19 13:45 | 0.0433 | 0.0397
2022-10-19 14:00 | 0.0431 | 0.0397
2022-10-19 14:15 | 0.043 | 0.0396
2022-10-19 14:30 | 0.0427 | 0.0396
2022-10-19 14:45 | 0.0426 | 0.0394
2022-10-19 15:00 | 0.0426 | 0.0394
2022-10-19 15:15 | 0.0426 | 0.0394
2022-10-19 15:30 | 0.0426 | 0.0395
2022-10-19 15:45 | 0.0426 | 0.0395
2022-10-19 16:00 | 0.0427 | 0.0395
2022-10-19 16:15 | 0.0425 | 0.0393
2022-10-19 16:30 | 0.0424 | 0.0392
2022-10-19 16:45 | 0.0423 | 0.0391
2022-10-19 17:00 | 0.0421 | 0.0388
2022-10-19 17:15 | 0.0417 | 0.0385
2022-10-19 17:30 | 0.0415 | 0.0382
2022-10-19 17:45 | 0.0421 | 0.0388
2022-10-19 18:00 | 0.0424 | 0.0389
2022-10-19 18:15 | 0.0423 | 0.039
2022-10-19 18:30 | 0.0426 | 0.0393
2022-10-19 18:45 | 0.0425 | 0.0392
2022-10-19 19:00 | 0.0428 | 0.0394
2022-10-19 19:15 | 0.0429 | 0.0395
2022-10-19 19:30 | 0.0431 | 0.0397
2022-10-19 19:45 | 0.0429 | 0.0394
2022-10-19 20:00 | 0.0424 | 0.0391
2022-10-19 20:15 | 0.0424 | 0.039
2022-10-19 20:30 | 0.0426 | 0.0392
2022-10-19 20:45 | 0.0427 | 0.0393
2022-10-19 21:00 | 0.0427 | 0.0393
2022-10-19 21:15 | 0.0429 | 0.0397
2022-10-19 21:30 | 0.0433 | 0.0399
2022-10-19 21:45 | 0.0431 | 0.0397
2022-10-19 22:00 | 0.0434 | 0.0399
2022-10-19 22:15 | 0.0431 | 0.0397
2022-10-19 22:30 | 0.0428 | 0.0396
2022-10-19 22:45 | 0.0429 | 0.0397
2022-10-19 23:00 | 0.0433 | 0.0399
2022-10-19 23:15 | 0.0428 | 0.0395
2022-10-19 23:30 | 0.0429 | 0.0397
2022-10-19 23:45 | 0.0431 | 0.0397
2022-10-20 | 0.0432 | 0.0398
2022-10-20 00:15 | 0.0434 | 0.0401
2022-10-20 00:30 | 0.0435 | 0.0403
2022-10-20 00:45 | 0.0435 | 0.0401
2022-10-20 01:00 | 0.0433 | 0.0399
2022-10-20 01:15 | 0.0431 | 0.0397
2022-10-20 01:30 | 0.0431 | 0.0398
2022-10-20 01:45 | 0.043 | 0.0397
2022-10-20 02:00 | 0.043 | 0.0396
2022-10-20 02:15 | 0.0431 | 0.0399
2022-10-20 02:30 | 0.0431 | 0.0398
2022-10-20 02:45 | 0.043 | 0.0391
2022-10-20 03:00 | 0.0431 | 0.0391
2022-10-20 03:15 | 0.0431 | 0.0398
2022-10-20 03:30 | 0.043 | 0.0398
2022-10-20 03:45 | 0.043 | 0.0397
2022-10-20 04:00 | 0.0427 | 0.0397
2022-10-20 04:15 | 0.0428 | 0.0397
2022-10-20 04:30 | 0.0427 | 0.0394
2022-10-20 04:45 | 0.0428 | 0.0395
2022-10-20 05:00 | 0.0427 | 0.0396
2022-10-20 05:15 | 0.0426 | 0.0395
2022-10-20 05:30 | 0.0429 | 0.0397
2022-10-20 05:45 | 0.0427 | 0.0396
2022-10-20 06:00 | 0.0426 | 0.0395
2022-10-20 06:15 | 0.0429 | 0.0395
2022-10-20 06:30 | 0.0424 | 0.0391
2022-10-20 06:45 | 0.0424 | 0.0388
2022-10-20 07:00 | 0.0423 | 0.0391
2022-10-20 07:15 | 0.0422 | 0.0392
2022-10-20 07:30 | 0.0423 | 0.0392
2022-10-20 07:45 | 0.0424 | 0.0393
2022-10-20 08:00 | 0.0426 | 0.0394
2022-10-20 08:15 | 0.0425 | 0.0393
2022-10-20 08:30 | 0.0426 | 0.0393
2022-10-20 08:45 | 0.0426 | 0.0393
2022-10-20 09:00 | 0.0425 | 0.0393
2022-10-20 09:15 | 0.0428 | 0.0397
2022-10-20 09:30 | 0.043 | 0.0399
2022-10-20 09:45 | 0.0429 | 0.0399
2022-10-20 10:00 | 0.0431 | 0.0397
2022-10-20 10:15 | 0.0429 | 0.0396
2022-10-20 10:30 | 0.0428 | 0.0396
2022-10-20 10:45 | 0.043 | 0.0399
2022-10-20 11:00 | 0.0432 | 0.04
2022-10-20 11:15 | 0.0435 | 0.0403
2022-10-20 11:30 | 0.0433 | 0.0402
2022-10-20 11:45 | 0.043 | 0.04
2022-10-20 12:00 | 0.0427 | 0.0395
2022-10-20 12:15 | 0.0427 | 0.0397
2022-10-20 12:30 | 0.0428 | 0.0397
2022-10-20 12:45 | 0.0427 | 0.0396
2022-10-20 13:00 | 0.0428 | 0.0399
2022-10-20 13:15 | 0.0427 | 0.04
2022-10-20 13:30 | 0.041 | 0.0398
2022-10-20 13:45 | 0.0411 | 0.0396
2022-10-20 14:00 | 0.0413 | 0.0397
2022-10-20 14:15 | 0.0419 | 0.0398
2022-10-20 14:30 | 0.0426 | 0.0398
2022-10-20 14:45 | 0.0416 | 0.0395
2022-10-20 15:00 | 0.0403 | 0.039
2022-10-20 15:15 | 0.0413 | 0.0395
2022-10-20 15:30 | 0.0417 | 0.0396
2022-10-20 15:45 | 0.0421 | 0.0394
2022-10-20 16:00 | 0.0425 | 0.0395
2022-10-20 16:15 | 0.0424 | 0.0393
2022-10-20 16:30 | 0.0423 | 0.0392
2022-10-20 16:45 | 0.0423 | 0.039
2022-10-20 17:00 | 0.0421 | 0.039
2022-10-20 17:15 | 0.042 | 0.039
2022-10-20 17:30 | 0.0418 | 0.0387
2022-10-20 17:45 | 0.0414 | 0.0384
2022-10-20 18:00 | 0.0415 | 0.0384
2022-10-20 18:15 | 0.0416 | 0.0385
2022-10-20 18:30 | 0.0415 | 0.0383
2022-10-20 18:45 | 0.0414 | 0.0382
2022-10-20 19:00 | 0.0422 | 0.0389
2022-10-20 19:15 | 0.0419 | 0.0387
2022-10-20 19:30 | 0.0421 | 0.0388
2022-10-20 19:45 | 0.0421 | 0.0386
2022-10-20 20:00 | 0.0415 | 0.0382
2022-10-20 20:15 | 0.0415 | 0.0381
2022-10-20 20:30 | 0.0414 | 0.0383
2022-10-20 20:45 | 0.0416 | 0.0386
2022-10-20 21:00 | 0.0418 | 0.0386
2022-10-20 21:15 | 0.0419 | 0.0387
2022-10-20 21:30 | 0.0418 | 0.0385
2022-10-20 21:45 | 0.042 | 0.0388
2022-10-20 22:00 | 0.0423 | 0.039
2022-10-20 22:15 | 0.0425 | 0.0393
2022-10-20 22:30 | 0.0427 | 0.0393
2022-10-20 22:45 | 0.0426 | 0.0392
2022-10-20 23:00 | 0.0427 | 0.0394
2022-10-20 23:15 | 0.0429 | 0.0396
2022-10-20 23:30 | 0.0427 | 0.0395
2022-10-20 23:45 | 0.0431 | 0.0399
2022-10-21 | 0.043 | 0.0396
2022-10-21 00:15 | 0.0428 | 0.0396
2022-10-21 00:30 | 0.0429 | 0.0396
2022-10-21 00:45 | 0.0429 | 0.0396
2022-10-21 01:00 | 0.043 | 0.0397
2022-10-21 01:15 | 0.0431 | 0.0398
2022-10-21 01:30 | 0.0429 | 0.0397
2022-10-21 01:45 | 0.0428 | 0.0396
2022-10-21 02:00 | 0.0431 | 0.04
2022-10-21 02:15 | 0.0432 | 0.0399
2022-10-21 02:30 | 0.0431 | 0.0398
2022-10-21 02:45 | 0.0432 | 0.0399
2022-10-21 03:00 | 0.0429 | 0.0396
2022-10-21 03:15 | 0.0429 | 0.0398
2022-10-21 03:30 | 0.0429 | 0.0397
2022-10-21 03:45 | 0.0428 | 0.0396
2022-10-21 04:00 | 0.0428 | 0.0397
2022-10-21 04:15 | 0.0429 | 0.0397
2022-10-21 04:30 | 0.0429 | 0.0396
2022-10-21 04:45 | 0.0428 | 0.0396
2022-10-21 05:00 | 0.0428 | 0.0396
2022-10-21 05:15 | 0.0429 | 0.0397
2022-10-21 05:30 | 0.0426 | 0.0395
2022-10-21 05:45 | 0.0426 | 0.0395
2022-10-21 06:00 | 0.0426 | 0.0395
2022-10-21 06:15 | 0.0429 | 0.0396
2022-10-21 06:30 | 0.0426 | 0.0396
2022-10-21 06:45 | 0.0425 | 0.0393
2022-10-21 07:00 | 0.0424 | 0.0392
2022-10-21 07:15 | 0.0421 | 0.0392
2022-10-21 07:30 | 0.0423 | 0.0391
2022-10-21 07:45 | 0.0425 | 0.0393
2022-10-21 08:00 | 0.0426 | 0.0395
2022-10-21 08:15 | 0.0426 | 0.0395
2022-10-21 08:30 | 0.0422 | 0.0391
2022-10-21 08:45 | 0.0422 | 0.0391
2022-10-21 09:00 | 0.0425 | 0.0393
2022-10-21 09:15 | 0.0424 | 0.0393
2022-10-21 09:30 | 0.0425 | 0.0394
2022-10-21 09:45 | 0.0425 | 0.0396
2022-10-21 10:00 | 0.0423 | 0.0393
2022-10-21 10:15 | 0.0424 | 0.0393
2022-10-21 10:30 | 0.0426 | 0.0396
2022-10-21 10:45 | 0.0427 | 0.0397
2022-10-21 11:00 | 0.0425 | 0.0396
2022-10-21 11:15 | 0.0429 | 0.0397
2022-10-21 11:30 | 0.0428 | 0.0397
2022-10-21 11:45 | 0.0428 | 0.0398
2022-10-21 12:00 | 0.0427 | 0.0398
2022-10-21 12:15 | 0.0428 | 0.0399
2022-10-21 12:30 | 0.043 | 0.0398
2022-10-21 12:45 | 0.0432 | 0.04
2022-10-21 13:00 | 0.0431 | 0.04
2022-10-21 13:15 | 0.0428 | 0.0396
2022-10-21 13:30 | 0.0436 | 0.0396
2022-10-21 13:45 | 0.0431 | 0.0396
2022-10-21 14:00 | 0.0429 | 0.0395
2022-10-21 14:15 | 0.0428 | 0.0396
2022-10-21 14:30 | 0.0431 | 0.0398
2022-10-21 14:45 | 0.0429 | 0.0396
2022-10-21 15:00 | 0.0427 | 0.0396
2022-10-21 15:15 | 0.0426 | 0.0396
2022-10-21 15:30 | 0.0424 | 0.0393
2022-10-21 15:45 | 0.0424 | 0.0392
2022-10-21 16:00 | 0.0421 | 0.0391
2022-10-21 16:15 | 0.0422 | 0.0389
2022-10-21 16:30 | 0.0427 | 0.0396
2022-10-21 16:45 | 0.0425 | 0.0393
2022-10-21 17:00 | 0.0422 | 0.0391
2022-10-21 17:15 | 0.042 | 0.0389
2022-10-21 17:30 | 0.0422 | 0.0389
2022-10-21 17:45 | 0.0423 | 0.039
2022-10-21 18:00 | 0.0424 | 0.0392
2022-10-21 18:15 | 0.0424 | 0.039
2022-10-21 18:30 | 0.0421 | 0.0389
2022-10-21 18:45 | 0.0422 | 0.0389
2022-10-21 19:00 | 0.0423 | 0.0391
2022-10-21 19:15 | 0.0425 | 0.0392
2022-10-21 19:30 | 0.0425 | 0.0392
2022-10-21 19:45 | 0.0422 | 0.039
2022-10-21 20:00 | 0.0424 | 0.0391
2022-10-21 20:15 | 0.0424 | 0.0391
2022-10-21 20:30 | 0.0422 | 0.0389
2022-10-21 20:45 | 0.0419 | 0.0387
2022-10-21 21:00 | 0.0422 | 0.0389
2022-10-21 21:15 | 0.0422 | 0.0389
2022-10-21 21:30 | 0.0422 | 0.0389
2022-10-21 21:45 | 0.0424 | 0.039
2022-10-21 22:00 | 0.0424 | 0.0391
2022-10-21 22:15 | 0.0423 | 0.0391
2022-10-21 22:30 | 0.0425 | 0.0392
2022-10-21 22:45 | 0.0428 | 0.0395
2022-10-21 23:00 | 0.043 | 0.0396
2022-10-21 23:15 | 0.0431 | 0.0398
2022-10-21 23:30 | 0.0427 | 0.0395
2022-10-21 23:45 | 0.0429 | 0.0396
2022-10-22 | 0.043 | 0.0397
2022-10-22 00:15 | 0.0429 | 0.0397
2022-10-22 00:30 | 0.0429 | 0.0398
2022-10-22 00:45 | 0.043 | 0.0397
2022-10-22 01:00 | 0.043 | 0.0397
2022-10-22 01:15 | 0.0431 | 0.0398
2022-10-22 01:30 | 0.0431 | 0.0398
2022-10-22 01:45 | 0.0434 | 0.0401
2022-10-22 02:00 | 0.0432 | 0.0398
2022-10-22 02:15 | 0.0431 | 0.0397
2022-10-22 02:30 | 0.0433 | 0.0399
2022-10-22 02:45 | 0.0431 | 0.0398
2022-10-22 03:00 | 0.0431 | 0.0398
2022-10-22 03:15 | 0.0432 | 0.0399
2022-10-22 03:30 | 0.0431 | 0.0399
2022-10-22 03:45 | 0.0431 | 0.0399
2022-10-22 04:00 | 0.043 | 0.0398
2022-10-22 04:15 | 0.0431 | 0.0399
2022-10-22 04:30 | 0.0428 | 0.0396
2022-10-22 04:45 | 0.0429 | 0.0396
2022-10-22 05:00 | 0.0431 | 0.0395
2022-10-22 05:15 | 0.0428 | 0.0395
2022-10-22 05:30 | 0.0427 | 0.0395
2022-10-22 05:45 | 0.0427 | 0.0395
2022-10-22 06:00 | 0.0425 | 0.0393
2022-10-22 06:15 | 0.0422 | 0.0392
2022-10-22 06:30 | 0.0427 | 0.0395
2022-10-22 06:45 | 0.0426 | 0.0395
2022-10-22 07:00 | 0.0428 | 0.0392
2022-10-22 07:15 | 0.0426 | 0.0392
2022-10-22 07:30 | 0.0426 | 0.0393
2022-10-22 07:45 | 0.0424 | 0.0392
2022-10-22 08:00 | 0.0427 | 0.0393
2022-10-22 08:15 | 0.0426 | 0.0392
2022-10-22 08:30 | 0.0425 | 0.0391
2022-10-22 08:45 | 0.0426 | 0.0392
2022-10-22 09:00 | 0.0425 | 0.039
2022-10-22 09:15 | 0.0429 | 0.0389
2022-10-22 09:30 | 0.0426 | 0.039
2022-10-22 09:45 | 0.0426 | 0.0392
2022-10-22 10:00 | 0.0426 | 0.0395
2022-10-22 10:15 | 0.0426 | 0.0395
2022-10-22 10:30 | 0.0427 | 0.0393
2022-10-22 10:45 | 0.0429 | 0.0395
2022-10-22 11:00 | 0.0428 | 0.0392
2022-10-22 11:15 | 0.0429 | 0.0393
2022-10-22 11:30 | 0.0427 | 0.0395
2022-10-22 11:45 | 0.0427 | 0.0396
2022-10-22 12:00 | 0.0432 | 0.04
2022-10-22 12:15 | 0.0432 | 0.04
2022-10-22 12:30 | 0.0431 | 0.0399
2022-10-22 12:45 | 0.043 | 0.0398
2022-10-22 13:00 | 0.043 | 0.0396
2022-10-22 13:15 | 0.0426 | 0.0393
2022-10-22 13:30 | 0.0427 | 0.0397
2022-10-22 13:45 | 0.0428 | 0.0397
2022-10-22 14:00 | 0.0426 | 0.0395
2022-10-22 14:15 | 0.0427 | 0.0396
2022-10-22 14:30 | 0.0427 | 0.0395
2022-10-22 14:45 | 0.0395 | 0.034
2022-10-22 15:00 | 0.002 | 0.0026
2022-10-22 15:15 | 0.0025 | 0.0024
2022-10-22 15:30 | 0.0027 | 0.0024
2022-10-22 15:45 | 0.0027 | 0.0027
2022-10-22 16:00 | 0.0026 | 0.0025
2022-10-22 16:15 | 0.003 | 0.0026
2022-10-22 16:30 | 0.0026 | 0.0025
2022-10-22 16:45 | 0.0021 | 0.0025
2022-10-22 17:00 | 0.0022 | 0.005
2022-10-22 17:15 | 0.0208 | 0.0397
2022-10-22 17:30 | 0.0426 | 0.0396
2022-10-22 17:45 | 0.0429 | 0.0395
2022-10-22 18:00 | 0.0428 | 0.0394
2022-10-22 18:15 | 0.0427 | 0.0394
2022-10-22 18:30 | 0.0426 | 0.0392
2022-10-22 18:45 | 0.0427 | 0.0394
2022-10-22 19:00 | 0.0427 | 0.0393
2022-10-22 19:15 | 0.0429 | 0.0396
2022-10-22 19:30 | 0.0429 | 0.0396
2022-10-22 19:45 | 0.043 | 0.0396
2022-10-22 20:00 | 0.0428 | 0.0395
2022-10-22 20:15 | 0.0427 | 0.0394
2022-10-22 20:30 | 0.0425 | 0.0391
2022-10-22 20:45 | 0.0427 | 0.0394
2022-10-22 21:00 | 0.0429 | 0.0396
2022-10-22 21:15 | 0.0428 | 0.0395
2022-10-22 21:30 | 0.0428 | 0.0395
2022-10-22 21:45 | 0.0428 | 0.0395
2022-10-22 22:00 | 0.0431 | 0.0397
2022-10-22 22:15 | 0.0431 | 0.0396
2022-10-22 22:30 | 0.0426 | 0.0394
2022-10-22 22:45 | 0.0428 | 0.0394
2022-10-22 23:00 | 0.0431 | 0.0399
2022-10-22 23:15 | 0.0427 | 0.0399
2022-10-22 23:30 | 0.0416 | 0.0398
2022-10-22 23:45 | 0.0423 | 0.04
2022-10-23 | 0.0432 | 0.0399
2022-10-23 00:15 | 0.0434 | 0.0401
2022-10-23 00:30 | 0.0436 | 0.0402
2022-10-23 00:45 | 0.0433 | 0.0399
2022-10-23 01:00 | 0.0433 | 0.04
2022-10-23 01:15 | 0.0434 | 0.0402
2022-10-23 01:30 | 0.0435 | 0.0402
2022-10-23 01:45 | 0.0435 | 0.0401
2022-10-23 02:00 | 0.0431 | 0.0399
2022-10-23 02:15 | 0.0431 | 0.0399
2022-10-23 02:30 | 0.0432 | 0.0399
2022-10-23 02:45 | 0.0434 | 0.0401
2022-10-23 03:00 | 0.0433 | 0.04
2022-10-23 03:15 | 0.0431 | 0.0399
2022-10-23 03:30 | 0.0431 | 0.0398
2022-10-23 03:45 | 0.0432 | 0.04
2022-10-23 04:00 | 0.0432 | 0.0398
2022-10-23 04:15 | 0.0432 | 0.0398
2022-10-23 04:30 | 0.0433 | 0.0398
2022-10-23 04:45 | 0.0434 | 0.04
2022-10-23 05:00 | 0.0433 | 0.0401
2022-10-23 05:15 | 0.0432 | 0.0399
2022-10-23 05:30 | 0.0433 | 0.04
2022-10-23 05:45 | 0.0431 | 0.0397
2022-10-23 06:00 | 0.043 | 0.0397
2022-10-23 06:15 | 0.043 | 0.0398
2022-10-23 06:30 | 0.0429 | 0.0397
2022-10-23 06:45 | 0.0427 | 0.0394
2022-10-23 07:00 | 0.0428 | 0.0393
2022-10-23 07:15 | 0.0427 | 0.0393
2022-10-23 07:30 | 0.0423 | 0.0391
2022-10-23 07:45 | 0.0423 | 0.0391
2022-10-23 08:00 | 0.0416 | 0.0393
2022-10-23 08:15 | 0.0414 | 0.0389
2022-10-23 08:30 | 0.0419 | 0.0391
2022-10-23 08:45 | 0.0425 | 0.0393
2022-10-23 09:00 | 0.0425 | 0.0392
2022-10-23 09:15 | 0.0425 | 0.0393
2022-10-23 09:30 | 0.0423 | 0.039
2022-10-23 09:45 | 0.0423 | 0.0391
2022-10-23 10:00 | 0.0424 | 0.0392
2022-10-23 10:15 | 0.0423 | 0.0391
2022-10-23 10:30 | 0.0421 | 0.039
2022-10-23 10:45 | 0.042 | 0.0389
2022-10-23 11:00 | 0.042 | 0.0389
2022-10-23 11:15 | 0.0419 | 0.0388
2022-10-23 11:30 | 0.042 | 0.0388
2022-10-23 11:45 | 0.042 | 0.0389
2022-10-23 12:00 | 0.042 | 0.0388
2022-10-23 12:15 | 0.0421 | 0.0388
2022-10-23 12:30 | 0.0421 | 0.0389
2022-10-23 12:45 | 0.0419 | 0.0387
2022-10-23 13:00 | 0.0422 | 0.039
2022-10-23 13:15 | 0.0425 | 0.0392
2022-10-23 13:30 | 0.0421 | 0.039
2022-10-23 13:45 | 0.0422 | 0.0388
2022-10-23 14:00 | 0.0424 | 0.0388
2022-10-23 14:15 | 0.0423 | 0.0388
2022-10-23 14:30 | 0.042 | 0.0388
2022-10-23 14:45 | 0.042 | 0.0389
2022-10-23 15:00 | 0.0415 | 0.0389
2022-10-23 15:15 | 0.04 | 0.0389
2022-10-23 15:30 | 0.0405 | 0.0389
2022-10-23 15:45 | 0.0409 | 0.0387
2022-10-23 16:00 | 0.0415 | 0.0383
2022-10-23 16:15 | 0.0416 | 0.0384
2022-10-23 16:30 | 0.0414 | 0.0383
2022-10-23 16:45 | 0.0412 | 0.0381
2022-10-23 17:00 | 0.0414 | 0.0383
2022-10-23 17:15 | 0.041 | 0.0379
2022-10-23 17:30 | 0.0411 | 0.0381
2022-10-23 17:45 | 0.0409 | 0.0379
2022-10-23 18:00 | 0.0409 | 0.0377
2022-10-23 18:15 | 0.0405 | 0.0376
2022-10-23 18:30 | 0.0407 | 0.0379
2022-10-23 18:45 | 0.041 | 0.0378
2022-10-23 19:00 | 0.0414 | 0.0381
2022-10-23 19:15 | 0.0411 | 0.038
2022-10-23 19:30 | 0.0407 | 0.0376
2022-10-23 19:45 | 0.0411 | 0.0377
2022-10-23 20:00 | 0.0411 | 0.0377
2022-10-23 20:15 | 0.0415 | 0.0378
2022-10-23 20:30 | 0.0414 | 0.0381
2022-10-23 20:45 | 0.0413 | 0.0382
2022-10-23 21:00 | 0.0414 | 0.0381
2022-10-23 21:15 | 0.0413 | 0.0381
2022-10-23 21:30 | 0.0416 | 0.0384
2022-10-23 21:45 | 0.0421 | 0.0389
2022-10-23 22:00 | 0.0423 | 0.0392
2022-10-23 22:15 | 0.0423 | 0.0391
2022-10-23 22:30 | 0.0423 | 0.0391
2022-10-23 22:45 | 0.0425 | 0.0392
2022-10-23 23:00 | 0.0423 | 0.0391
2022-10-23 23:15 | 0.0421 | 0.0389
2022-10-23 23:30 | 0.0424 | 0.0391
2022-10-23 23:45 | 0.0423 | 0.0391
2022-10-24 | 0.0424 | 0.0392
2022-10-24 00:15 | 0.0425 | 0.0394
2022-10-24 00:30 | 0.0426 | 0.0395
2022-10-24 00:45 | 0.0428 | 0.0395
2022-10-24 01:00 | 0.0429 | 0.0396
2022-10-24 01:15 | 0.0428 | 0.0395
2022-10-24 01:30 | 0.0428 | 0.0396
2022-10-24 01:45 | 0.0429 | 0.0397
2022-10-24 02:00 | 0.043 | 0.0398
2022-10-24 02:15 | 0.043 | 0.0397
2022-10-24 02:30 | 0.0431 | 0.0399
2022-10-24 02:45 | 0.0432 | 0.04
2022-10-24 03:00 | 0.043 | 0.0398
2022-10-24 03:15 | 0.043 | 0.0398
2022-10-24 03:30 | 0.0431 | 0.0397
2022-10-24 03:45 | 0.043 | 0.0398
2022-10-24 04:00 | 0.043 | 0.0398
2022-10-24 04:15 | 0.0432 | 0.04
2022-10-24 04:30 | 0.0429 | 0.0398
2022-10-24 04:45 | 0.0429 | 0.0397
2022-10-24 05:00 | 0.0429 | 0.0396
2022-10-24 05:15 | 0.0433 | 0.0398
2022-10-24 05:30 | 0.0431 | 0.0398
2022-10-24 05:45 | 0.043 | 0.0398
2022-10-24 06:00 | 0.0425 | 0.0394
2022-10-24 06:15 | 0.0423 | 0.0393
2022-10-24 06:30 | 0.0425 | 0.0393
2022-10-24 06:45 | 0.042 | 0.039
2022-10-24 07:00 | 0.0418 | 0.0388
2022-10-24 07:15 | 0.0419 | 0.0386
2022-10-24 07:30 | 0.0419 | 0.0387
2022-10-24 07:45 | 0.0419 | 0.0387
2022-10-24 08:00 | 0.0417 | 0.0386
2022-10-24 08:15 | 0.0422 | 0.0389
2022-10-24 08:30 | 0.0418 | 0.0389
2022-10-24 08:45 | 0.0421 | 0.0389
2022-10-24 09:00 | 0.0422 | 0.039
2022-10-24 09:15 | 0.0421 | 0.039
2022-10-24 09:30 | 0.0419 | 0.0388
2022-10-24 09:45 | 0.0426 | 0.0395
2022-10-24 10:00 | 0.0428 | 0.0397
2022-10-24 10:15 | 0.0428 | 0.0396
2022-10-24 10:30 | 0.0423 | 0.0394
2022-10-24 10:45 | 0.0423 | 0.0392
2022-10-24 11:00 | 0.0424 | 0.0393
2022-10-24 11:15 | 0.042 | 0.0392
2022-10-24 11:30 | 0.0422 | 0.0391
2022-10-24 11:45 | 0.0422 | 0.0392
2022-10-24 12:00 | 0.0423 | 0.0391
2022-10-24 12:15 | 0.042 | 0.039
2022-10-24 12:30 | 0.0424 | 0.0392
2022-10-24 12:45 | 0.0426 | 0.0395
2022-10-24 13:00 | 0.0428 | 0.0396
2022-10-24 13:15 | 0.0431 | 0.0399
2022-10-24 13:30 | 0.0433 | 0.0401
2022-10-24 13:45 | 0.0432 | 0.04
2022-10-24 14:00 | 0.0433 | 0.0402
2022-10-24 14:15 | 0.0434 | 0.0404
2022-10-24 14:30 | 0.0431 | 0.0399
2022-10-24 14:45 | 0.0429 | 0.0397
2022-10-24 15:00 | 0.0427 | 0.0396
2022-10-24 15:15 | 0.0428 | 0.0398
2022-10-24 15:30 | 0.043 | 0.0399
2022-10-24 15:45 | 0.0429 | 0.0398
2022-10-24 16:00 | 0.0429 | 0.0398
2022-10-24 16:15 | 0.043 | 0.0395
2022-10-24 16:30 | 0.0408 | 0.0394
2022-10-24 16:45 | 0.0406 | 0.039
2022-10-24 17:00 | 0.0409 | 0.0387
2022-10-24 17:15 | 0.0412 | 0.039
2022-10-24 17:30 | 0.0418 | 0.0388
2022-10-24 17:45 | 0.0419 | 0.0388
2022-10-24 18:00 | 0.0423 | 0.0391
2022-10-24 18:15 | 0.0419 | 0.039
2022-10-24 18:30 | 0.042 | 0.039
2022-10-24 18:45 | 0.0416 | 0.0385
2022-10-24 19:00 | 0.0423 | 0.0391
2022-10-24 19:15 | 0.0424 | 0.0393
2022-10-24 19:30 | 0.042 | 0.0388
2022-10-24 19:45 | 0.042 | 0.0389
2022-10-24 20:00 | 0.042 | 0.0388
2022-10-24 20:15 | 0.0416 | 0.0385
2022-10-24 20:30 | 0.0419 | 0.0387
2022-10-24 20:45 | 0.0424 | 0.0391
2022-10-24 21:00 | 0.0424 | 0.0392
2022-10-24 21:15 | 0.0421 | 0.0392
2022-10-24 21:30 | 0.0425 | 0.0393
2022-10-24 21:45 | 0.0425 | 0.0393
2022-10-24 22:00 | 0.0426 | 0.0393
2022-10-24 22:15 | 0.0427 | 0.0393
2022-10-24 22:30 | 0.0429 | 0.0397
2022-10-24 22:45 | 0.043 | 0.0397
2022-10-24 23:00 | 0.0431 | 0.0399
2022-10-24 23:15 | 0.0433 | 0.04
2022-10-24 23:30 | 0.0432 | 0.04
2022-10-24 23:45 | 0.0435 | 0.0403
2022-10-25 | 0.0433 | 0.04
2022-10-25 00:15 | 0.0434 | 0.0402
2022-10-25 00:30 | 0.0437 | 0.0403
2022-10-25 00:45 | 0.0434 | 0.0401
2022-10-25 01:00 | 0.0434 | 0.0401
2022-10-25 01:15 | 0.0434 | 0.0402
2022-10-25 01:30 | 0.0435 | 0.0402
2022-10-25 01:45 | 0.0432 | 0.0399
2022-10-25 02:00 | 0.043 | 0.0398
2022-10-25 02:15 | 0.0432 | 0.0399
2022-10-25 02:30 | 0.043 | 0.0399
2022-10-25 02:45 | 0.0432 | 0.0399
2022-10-25 03:00 | 0.0431 | 0.0399
2022-10-25 03:15 | 0.0431 | 0.0399
2022-10-25 03:30 | 0.043 | 0.0399
2022-10-25 03:45 | 0.0431 | 0.0397
2022-10-25 04:00 | 0.0428 | 0.0396
2022-10-25 04:15 | 0.0427 | 0.0397
2022-10-25 04:30 | 0.0426 | 0.0395
2022-10-25 04:45 | 0.043 | 0.0399
2022-10-25 05:00 | 0.0429 | 0.0399
2022-10-25 05:15 | 0.043 | 0.0398
2022-10-25 05:30 | 0.0429 | 0.0398
2022-10-25 05:45 | 0.0429 | 0.0397
2022-10-25 06:00 | 0.0426 | 0.0396
2022-10-25 06:15 | 0.0424 | 0.0394
2022-10-25 06:30 | 0.042 | 0.0389
2022-10-25 06:45 | 0.0422 | 0.0392
2022-10-25 07:00 | 0.0418 | 0.0388
2022-10-25 07:15 | 0.0419 | 0.0388
2022-10-25 07:30 | 0.042 | 0.0388
2022-10-25 07:45 | 0.0419 | 0.0387
2022-10-25 08:00 | 0.042 | 0.0389
2022-10-25 08:15 | 0.0425 | 0.0391
2022-10-25 08:30 | 0.0427 | 0.0392
2022-10-25 08:45 | 0.0421 | 0.0391
2022-10-25 09:00 | 0.0421 | 0.039
2022-10-25 09:15 | 0.0419 | 0.0389
2022-10-25 09:30 | 0.0417 | 0.0387
2022-10-25 09:45 | 0.0415 | 0.0385
2022-10-25 10:00 | 0.0419 | 0.0387
2022-10-25 10:15 | 0.042 | 0.039
2022-10-25 10:30 | 0.0424 | 0.0393
2022-10-25 10:45 | 0.0422 | 0.0392
2022-10-25 11:00 | 0.042 | 0.0391
2022-10-25 11:15 | 0.0421 | 0.0392
2022-10-25 11:30 | 0.0421 | 0.0391
2022-10-25 11:45 | 0.0421 | 0.0391
2022-10-25 12:00 | 0.0424 | 0.0395
2022-10-25 12:15 | 0.0426 | 0.0396
2022-10-25 12:30 | 0.0425 | 0.0394
2022-10-25 12:45 | 0.0432 | 0.0397
2022-10-25 13:00 | 0.0426 | 0.0397
2022-10-25 13:15 | 0.0428 | 0.0398
2022-10-25 13:30 | 0.0425 | 0.0393
2022-10-25 13:45 | 0.0422 | 0.0392
2022-10-25 14:00 | 0.0423 | 0.0394
2022-10-25 14:15 | 0.0426 | 0.0395
2022-10-25 14:30 | 0.0424 | 0.0393
2022-10-25 14:45 | 0.0421 | 0.039
2022-10-25 15:00 | 0.0421 | 0.0391
2022-10-25 15:15 | 0.042 | 0.039
2022-10-25 15:30 | 0.0426 | 0.0386
2022-10-25 15:45 | 0.0421 | 0.0389
2022-10-25 16:00 | 0.0423 | 0.0393
2022-10-25 16:15 | 0.0421 | 0.0387
2022-10-25 16:30 | 0.0425 | 0.0392
2022-10-25 16:45 | 0.0426 | 0.0391
2022-10-25 17:00 | 0.0423 | 0.0389
2022-10-25 17:15 | 0.0422 | 0.0391
2022-10-25 17:30 | 0.042 | 0.0389
2022-10-25 17:45 | 0.0416 | 0.0385
2022-10-25 18:00 | 0.0417 | 0.0387
2022-10-25 18:15 | 0.0413 | 0.0382
2022-10-25 18:30 | 0.0416 | 0.0384
2022-10-25 18:45 | 0.0417 | 0.0385
2022-10-25 19:00 | 0.042 | 0.0386
2022-10-25 19:15 | 0.0415 | 0.0383
2022-10-25 19:30 | 0.0416 | 0.0384
2022-10-25 19:45 | 0.0415 | 0.0384
2022-10-25 20:00 | 0.0416 | 0.0385
2022-10-25 20:15 | 0.0417 | 0.0386
2022-10-25 20:30 | 0.0414 | 0.0383
2022-10-25 20:45 | 0.0416 | 0.0384
2022-10-25 21:00 | 0.0416 | 0.0385
2022-10-25 21:15 | 0.042 | 0.0387
2022-10-25 21:30 | 0.0422 | 0.0389
2022-10-25 21:45 | 0.0424 | 0.0392
2022-10-25 22:00 | 0.0423 | 0.0391
2022-10-25 22:15 | 0.0423 | 0.039
2022-10-25 22:30 | 0.0423 | 0.0392
2022-10-25 22:45 | 0.0424 | 0.0392
2022-10-25 23:00 | 0.0424 | 0.0393
2022-10-25 23:15 | 0.0425 | 0.0395
2022-10-25 23:30 | 0.0428 | 0.0395
2022-10-25 23:45 | 0.0429 | 0.0397
2022-10-26 | 0.0428 | 0.0397
2022-10-26 00:15 | 0.0427 | 0.0396
2022-10-26 00:30 | 0.0429 | 0.0397
2022-10-26 00:45 | 0.043 | 0.0398
2022-10-26 01:00 | 0.0431 | 0.0398
2022-10-26 01:15 | 0.043 | 0.0398
2022-10-26 01:30 | 0.043 | 0.0398
2022-10-26 01:45 | 0.043 | 0.0399
2022-10-26 02:00 | 0.043 | 0.0399
2022-10-26 02:15 | 0.0431 | 0.0398
2022-10-26 02:30 | 0.0431 | 0.0398
2022-10-26 02:45 | 0.0432 | 0.04
2022-10-26 03:00 | 0.0431 | 0.0399
2022-10-26 03:15 | 0.043 | 0.0398
2022-10-26 03:30 | 0.0432 | 0.04
2022-10-26 03:45 | 0.0432 | 0.04
2022-10-26 04:00 | 0.0432 | 0.0401
2022-10-26 04:15 | 0.0431 | 0.0399
2022-10-26 04:30 | 0.0432 | 0.0399
2022-10-26 04:45 | 0.0432 | 0.0397
2022-10-26 05:00 | 0.0428 | 0.0397
2022-10-26 05:15 | 0.0429 | 0.0397
2022-10-26 05:30 | 0.0433 | 0.04
2022-10-26 05:45 | 0.043 | 0.0399
2022-10-26 06:00 | 0.0427 | 0.0395
2022-10-26 06:15 | 0.0433 | 0.0401
2022-10-26 06:30 | 0.043 | 0.0398
2022-10-26 06:45 | 0.0424 | 0.0394
2022-10-26 07:00 | 0.0421 | 0.039
2022-10-26 07:15 | 0.0418 | 0.0388
2022-10-26 07:30 | 0.0421 | 0.0392
2022-10-26 07:45 | 0.042 | 0.0391
2022-10-26 08:00 | 0.0423 | 0.0392
2022-10-26 08:15 | 0.042 | 0.039
2022-10-26 08:30 | 0.0419 | 0.039
2022-10-26 08:45 | 0.0422 | 0.0391
2022-10-26 09:00 | 0.0419 | 0.0388
2022-10-26 09:15 | 0.0421 | 0.039
2022-10-26 09:30 | 0.0424 | 0.0395
2022-10-26 09:45 | 0.0427 | 0.0397
2022-10-26 10:00 | 0.0429 | 0.0398
2022-10-26 10:15 | 0.0426 | 0.0395
2022-10-26 10:30 | 0.0409 | 0.0394
2022-10-26 10:45 | 0.0413 | 0.0396
2022-10-26 11:00 | 0.042 | 0.0394
2022-10-26 11:15 | 0.0421 | 0.0396
2022-10-26 11:30 | 0.0422 | 0.0391
2022-10-26 11:45 | 0.0425 | 0.0394
2022-10-26 12:00 | 0.0425 | 0.0393
2022-10-26 12:15 | 0.0425 | 0.0393
2022-10-26 12:30 | 0.0424 | 0.0393
2022-10-26 12:45 | 0.0426 | 0.0396
2022-10-26 13:00 | 0.0427 | 0.0396
2022-10-26 13:15 | 0.0426 | 0.0394
2022-10-26 13:30 | 0.0427 | 0.0396
2022-10-26 13:45 | 0.0428 | 0.0398
2022-10-26 14:00 | 0.0427 | 0.0396
2022-10-26 14:15 | 0.0427 | 0.0395
2022-10-26 14:30 | 0.0428 | 0.0397
2022-10-26 14:45 | 0.0427 | 0.0396
2022-10-26 15:00 | 0.0426 | 0.0396
2022-10-26 15:15 | 0.0426 | 0.0395
2022-10-26 15:30 | 0.0426 | 0.0394
2022-10-26 15:45 | 0.0358 | 0.0393
2022-10-26 16:00 | 0.0018 | 0.0391
2022-10-26 16:15 | 0.0023 | 0.0393
2022-10-26 16:30 | 0.002 | 0.0391
2022-10-26 16:45 | 0.0023 | 0.0394
2022-10-26 17:00 | 0.0021 | 0.015
2022-10-26 17:15 | 0.0019 | 0.0027
2022-10-26 17:30 | 0.0018 | 0.0027
2022-10-26 17:45 | 0.002 | 0.0026
2022-10-26 18:00 | 0.0024 | 0.0026
2022-10-26 18:15 | 0.0028 | 0.0027
2022-10-26 18:30 | 0.0022 | 0.0024
2022-10-26 18:45 | 0.0027 | 0.0025
2022-10-26 19:00 | 0.0035 | 0.0025
2022-10-26 19:15 | 0.0023 | 0.0245
2022-10-26 19:30 | 0.0027 | 0.0391
2022-10-26 19:45 | 0.0052 | 0.039
2022-10-26 20:00 | 0.0051 | 0.0394
2022-10-26 20:15 | 0.0058 | 0.0392
2022-10-26 20:30 | 0.003 | 0.0394
2022-10-26 20:45 | 0.003 | 0.0391
2022-10-26 21:00 | 0.0023 | 0.0387
2022-10-26 21:15 | 0.0023 | 0.0387
2022-10-26 21:30 | 0.0027 | 0.039
2022-10-26 21:45 | 0.0189 | 0.0393
2022-10-26 22:00 | 0.0428 | 0.0394
2022-10-26 22:15 | 0.043 | 0.0395
2022-10-26 22:30 | 0.0433 | 0.0398
2022-10-26 22:45 | 0.0431 | 0.0397
2022-10-26 23:00 | 0.0431 | 0.0398
2022-10-26 23:15 | 0.0433 | 0.0397
2022-10-26 23:30 | 0.0434 | 0.0399
2022-10-26 23:45 | 0.0435 | 0.0401
2022-10-27 | 0.0437 | 0.0402
2022-10-27 00:15 | 0.0438 | 0.0403
2022-10-27 00:30 | 0.0434 | 0.0401
2022-10-27 00:45 | 0.0433 | 0.04
2022-10-27 01:00 | 0.0434 | 0.04
2022-10-27 01:15 | 0.0435 | 0.0401
2022-10-27 01:30 | 0.0433 | 0.0401
2022-10-27 01:45 | 0.0433 | 0.04
2022-10-27 02:00 | 0.0433 | 0.04
2022-10-27 02:15 | 0.0434 | 0.0401
2022-10-27 02:30 | 0.0434 | 0.0401
2022-10-27 02:45 | 0.0433 | 0.04
2022-10-27 03:00 | 0.0433 | 0.0399
2022-10-27 03:15 | 0.0436 | 0.0403
2022-10-27 03:30 | 0.0436 | 0.0403
2022-10-27 03:45 | 0.0435 | 0.0403
2022-10-27 04:00 | 0.0434 | 0.0401
2022-10-27 04:15 | 0.0434 | 0.04
2022-10-27 04:30 | 0.0433 | 0.04
2022-10-27 04:45 | 0.0434 | 0.04
2022-10-27 05:00 | 0.0431 | 0.0398
2022-10-27 05:15 | 0.0432 | 0.0398
2022-10-27 05:30 | 0.0432 | 0.0396
2022-10-27 05:45 | 0.0426 | 0.0394
2022-10-27 06:00 | 0.0425 | 0.0394
2022-10-27 06:15 | 0.0427 | 0.0396
2022-10-27 06:30 | 0.0427 | 0.0393
2022-10-27 06:45 | 0.0424 | 0.0392
2022-10-27 07:00 | 0.042 | 0.0388
2022-10-27 07:15 | 0.0418 | 0.0387
2022-10-27 07:30 | 0.0419 | 0.0389
2022-10-27 07:45 | 0.0418 | 0.0388
2022-10-27 08:00 | 0.0419 | 0.0389
2022-10-27 08:15 | 0.042 | 0.0389
2022-10-27 08:30 | 0.0419 | 0.0388
2022-10-27 08:45 | 0.0421 | 0.0389
2022-10-27 09:00 | 0.0422 | 0.0391
2022-10-27 09:15 | 0.0424 | 0.0393
2022-10-27 09:30 | 0.0425 | 0.0394
2022-10-27 09:45 | 0.0426 | 0.0395
2022-10-27 10:00 | 0.0425 | 0.0393
2022-10-27 10:15 | 0.0421 | 0.0392
2022-10-27 10:30 | 0.0428 | 0.0395
2022-10-27 10:45 | 0.0429 | 0.0398
2022-10-27 11:00 | 0.0431 | 0.0398
2022-10-27 11:15 | 0.0429 | 0.0398
2022-10-27 11:30 | 0.0428 | 0.0398
2022-10-27 11:45 | 0.043 | 0.0397
2022-10-27 12:00 | 0.0428 | 0.0395
2022-10-27 12:15 | 0.0429 | 0.0395
2022-10-27 12:30 | 0.0427 | 0.0394
2022-10-27 12:45 | 0.0425 | 0.0392
2022-10-27 13:00 | 0.0425 | 0.0391
2022-10-27 13:15 | 0.0427 | 0.0393
2022-10-27 13:30 | 0.0431 | 0.0398
2022-10-27 13:45 | 0.043 | 0.0396
2022-10-27 14:00 | 0.0428 | 0.0394
2022-10-27 14:15 | 0.043 | 0.0395
2022-10-27 14:30 | 0.0429 | 0.0396
2022-10-27 14:45 | 0.0424 | 0.0396
2022-10-27 15:00 | 0.0413 | 0.0395
2022-10-27 15:15 | 0.0414 | 0.0395
2022-10-27 15:30 | 0.0418 | 0.0393
2022-10-27 15:45 | 0.0422 | 0.0392
2022-10-27 16:00 | 0.0424 | 0.039
2022-10-27 16:15 | 0.0421 | 0.0388
2022-10-27 16:30 | 0.042 | 0.0387
2022-10-27 16:45 | 0.0423 | 0.0389
2022-10-27 17:00 | 0.0425 | 0.0391
2022-10-27 17:15 | 0.0422 | 0.0389
2022-10-27 17:30 | 0.0421 | 0.0387
2022-10-27 17:45 | 0.0415 | 0.0382
2022-10-27 18:00 | 0.0416 | 0.0383
2022-10-27 18:15 | 0.0415 | 0.0381
2022-10-27 18:30 | 0.0417 | 0.0384
2022-10-27 18:45 | 0.0419 | 0.0385
2022-10-27 19:00 | 0.0423 | 0.0389
2022-10-27 19:15 | 0.0421 | 0.0386
2022-10-27 19:30 | 0.0423 | 0.0389
2022-10-27 19:45 | 0.0419 | 0.0385
2022-10-27 20:00 | 0.0419 | 0.0385
2022-10-27 20:15 | 0.042 | 0.0386
2022-10-27 20:30 | 0.0421 | 0.0388
2022-10-27 20:45 | 0.0425 | 0.0391
2022-10-27 21:00 | 0.0427 | 0.0392
2022-10-27 21:15 | 0.0428 | 0.0393
2022-10-27 21:30 | 0.0425 | 0.0391
2022-10-27 21:45 | 0.0427 | 0.0393
2022-10-27 22:00 | 0.043 | 0.0395
2022-10-27 22:15 | 0.043 | 0.0395
2022-10-27 22:30 | 0.0432 | 0.0397
2022-10-27 22:45 | 0.0432 | 0.0397
2022-10-27 23:00 | 0.0432 | 0.0397
2022-10-27 23:15 | 0.0433 | 0.0398
2022-10-27 23:30 | 0.0436 | 0.04
2022-10-27 23:45 | 0.0437 | 0.0401
2022-10-28 | 0.0434 | 0.04
2022-10-28 00:15 | 0.0435 | 0.0401
2022-10-28 00:30 | 0.0437 | 0.0402
2022-10-28 00:45 | 0.0437 | 0.0402
2022-10-28 01:00 | 0.0438 | 0.0402
2022-10-28 01:15 | 0.0438 | 0.0403
2022-10-28 01:30 | 0.0437 | 0.0403
2022-10-28 01:45 | 0.044 | 0.0404
2022-10-28 02:00 | 0.044 | 0.0405
2022-10-28 02:15 | 0.0436 | 0.0402
2022-10-28 02:30 | 0.0435 | 0.0401
2022-10-28 02:45 | 0.0435 | 0.0399
2022-10-28 03:00 | 0.0435 | 0.0401
2022-10-28 03:15 | 0.0436 | 0.0402
2022-10-28 03:30 | 0.0437 | 0.0403
2022-10-28 03:45 | 0.0436 | 0.0402
2022-10-28 04:00 | 0.0435 | 0.0401
2022-10-28 04:15 | 0.0435 | 0.0399
2022-10-28 04:30 | 0.0432 | 0.0399
2022-10-28 04:45 | 0.0432 | 0.0397
2022-10-28 05:00 | 0.0434 | 0.0398
2022-10-28 05:15 | 0.0433 | 0.0398
2022-10-28 05:30 | 0.0432 | 0.0399
2022-10-28 05:45 | 0.0433 | 0.04
2022-10-28 06:00 | 0.0429 | 0.0396
2022-10-28 06:15 | 0.0425 | 0.0392
2022-10-28 06:30 | 0.0426 | 0.0394
2022-10-28 06:45 | 0.0423 | 0.0388
2022-10-28 07:00 | 0.0421 | 0.0389
2022-10-28 07:15 | 0.0423 | 0.039
2022-10-28 07:30 | 0.0424 | 0.0391
2022-10-28 07:45 | 0.0416 | 0.0388
2022-10-28 08:00 | 0.0418 | 0.0388
2022-10-28 08:15 | 0.0421 | 0.039
2022-10-28 08:30 | 0.0422 | 0.039
2022-10-28 08:45 | 0.0425 | 0.0392
2022-10-28 09:00 | 0.0427 | 0.0396
2022-10-28 09:15 | 0.0426 | 0.0395
2022-10-28 09:30 | 0.043 | 0.0396
2022-10-28 09:45 | 0.0422 | 0.0394
2022-10-28 10:00 | 0.041 | 0.0394
2022-10-28 10:15 | 0.0417 | 0.0395
2022-10-28 10:30 | 0.0426 | 0.0399
2022-10-28 10:45 | 0.042 | 0.0397
2022-10-28 11:00 | 0.0415 | 0.0392
2022-10-28 11:15 | 0.0419 | 0.0393
2022-10-28 11:30 | 0.0425 | 0.0395
2022-10-28 11:45 | 0.0425 | 0.0395
2022-10-28 12:00 | 0.0425 | 0.0395
2022-10-28 12:15 | 0.0424 | 0.0394
2022-10-28 12:30 | 0.0423 | 0.0391
2022-10-28 12:45 | 0.0426 | 0.0396
2022-10-28 13:00 | 0.0427 | 0.0396
2022-10-28 13:15 | 0.0427 | 0.0395
2022-10-28 13:30 | 0.0426 | 0.0395
2022-10-28 13:45 | 0.0428 | 0.0394
2022-10-28 14:00 | 0.0427 | 0.0396
2022-10-28 14:15 | 0.0429 | 0.0397
2022-10-28 14:30 | 0.0427 | 0.0394
2022-10-28 14:45 | 0.0428 | 0.0396
2022-10-28 15:00 | 0.0425 | 0.0393
2022-10-28 15:15 | 0.0414 | 0.0392
2022-10-28 15:30 | 0.0406 | 0.0391
2022-10-28 15:45 | 0.0412 | 0.0391
2022-10-28 16:00 | 0.0419 | 0.0392
2022-10-28 16:15 | 0.0416 | 0.039
2022-10-28 16:30 | 0.0423 | 0.0388
2022-10-28 16:45 | 0.0421 | 0.0387
2022-10-28 17:00 | 0.0425 | 0.0388
2022-10-28 17:15 | 0.0426 | 0.0392
2022-10-28 17:30 | 0.0423 | 0.039
2022-10-28 17:45 | 0.0421 | 0.0388
2022-10-28 18:00 | 0.0419 | 0.0387
2022-10-28 18:15 | 0.0421 | 0.0387
2022-10-28 18:30 | 0.0421 | 0.0388
2022-10-28 18:45 | 0.0423 | 0.039
2022-10-28 19:00 | 0.0424 | 0.0391
2022-10-28 19:15 | 0.0426 | 0.0392
2022-10-28 19:30 | 0.0421 | 0.0388
2022-10-28 19:45 | 0.0421 | 0.0389
2022-10-28 20:00 | 0.042 | 0.0389
2022-10-28 20:15 | 0.042 | 0.0388
2022-10-28 20:30 | 0.0419 | 0.0387
2022-10-28 20:45 | 0.0417 | 0.0384
2022-10-28 21:00 | 0.0419 | 0.0387
2022-10-28 21:15 | 0.0419 | 0.0388
2022-10-28 21:30 | 0.042 | 0.0387
2022-10-28 21:45 | 0.042 | 0.0387
2022-10-28 22:00 | 0.042 | 0.0388
2022-10-28 22:15 | 0.0425 | 0.0392
2022-10-28 22:30 | 0.0425 | 0.0393
2022-10-28 22:45 | 0.0426 | 0.0393
2022-10-28 23:00 | 0.0427 | 0.0394
2022-10-28 23:15 | 0.0426 | 0.0395
2022-10-28 23:30 | 0.0429 | 0.0396
2022-10-28 23:45 | 0.0431 | 0.0399
2022-10-29 | 0.0428 | 0.0394
2022-10-29 00:15 | 0.0427 | 0.0395
2022-10-29 00:30 | 0.0424 | 0.0392
2022-10-29 00:45 | 0.0427 | 0.0394
2022-10-29 01:00 | 0.0428 | 0.0395
2022-10-29 01:15 | 0.0429 | 0.0396
2022-10-29 01:30 | 0.043 | 0.0397
2022-10-29 01:45 | 0.0429 | 0.0397
2022-10-29 02:00 | 0.0429 | 0.0397
2022-10-29 02:15 | 0.0429 | 0.0397
2022-10-29 02:30 | 0.0429 | 0.0396
2022-10-29 02:45 | 0.043 | 0.0399
2022-10-29 03:00 | 0.0432 | 0.0399
2022-10-29 03:15 | 0.0431 | 0.0399
2022-10-29 03:30 | 0.0431 | 0.0398
2022-10-29 03:45 | 0.0431 | 0.0397
2022-10-29 04:00 | 0.0429 | 0.0396
2022-10-29 04:15 | 0.0429 | 0.0397
2022-10-29 04:30 | 0.0429 | 0.0398
2022-10-29 04:45 | 0.0428 | 0.0396
2022-10-29 05:00 | 0.0426 | 0.0394
2022-10-29 05:15 | 0.0426 | 0.0395
2022-10-29 05:30 | 0.0425 | 0.0392
2022-10-29 05:45 | 0.0425 | 0.0392
2022-10-29 06:00 | 0.043 | 0.0398
2022-10-29 06:15 | 0.0429 | 0.0397
2022-10-29 06:30 | 0.043 | 0.0391
2022-10-29 06:45 | 0.0429 | 0.0391
2022-10-29 07:00 | 0.0428 | 0.0393
2022-10-29 07:15 | 0.0425 | 0.0393
2022-10-29 07:30 | 0.0425 | 0.0394
2022-10-29 07:45 | 0.0424 | 0.0393
2022-10-29 08:00 | 0.0422 | 0.039
2022-10-29 08:15 | 0.0419 | 0.0388
2022-10-29 08:30 | 0.0417 | 0.0386
2022-10-29 08:45 | 0.0419 | 0.0388
2022-10-29 09:00 | 0.0418 | 0.0387
2022-10-29 09:15 | 0.042 | 0.039
2022-10-29 09:30 | 0.0423 | 0.0391
2022-10-29 09:45 | 0.0426 | 0.0394
2022-10-29 10:00 | 0.0427 | 0.0395
2022-10-29 10:15 | 0.0425 | 0.0395
2022-10-29 10:30 | 0.0427 | 0.0395
2022-10-29 10:45 | 0.0426 | 0.0395
2022-10-29 11:00 | 0.0427 | 0.0395
2022-10-29 11:15 | 0.0425 | 0.0394
2022-10-29 11:30 | 0.0425 | 0.039
2022-10-29 11:45 | 0.0429 | 0.0392
2022-10-29 12:00 | 0.0425 | 0.0392
2022-10-29 12:15 | 0.042 | 0.039
2022-10-29 12:30 | 0.0422 | 0.039
2022-10-29 12:45 | 0.043 | 0.039
2022-10-29 13:00 | 0.0431 | 0.0392
2022-10-29 13:15 | 0.0429 | 0.0394
2022-10-29 13:30 | 0.0428 | 0.0394
2022-10-29 13:45 | 0.0427 | 0.0394
2022-10-29 14:00 | 0.0426 | 0.0394
2022-10-29 14:15 | 0.0426 | 0.0396
2022-10-29 14:30 | 0.0424 | 0.0393
2022-10-29 14:45 | 0.0425 | 0.0394
2022-10-29 15:00 | 0.0424 | 0.0394
2022-10-29 15:15 | 0.0422 | 0.0392
2022-10-29 15:30 | 0.0424 | 0.0391
2022-10-29 15:45 | 0.0422 | 0.0389
2022-10-29 16:00 | 0.0427 | 0.0391
2022-10-29 16:15 | 0.0428 | 0.0393
2022-10-29 16:30 | 0.0423 | 0.0391
2022-10-29 16:45 | 0.0418 | 0.0385
2022-10-29 17:00 | 0.0415 | 0.0383
2022-10-29 17:15 | 0.0412 | 0.0381
2022-10-29 17:30 | 0.0415 | 0.0382
2022-10-29 17:45 | 0.0417 | 0.0384
2022-10-29 18:00 | 0.0421 | 0.0386
2022-10-29 18:15 | 0.0428 | 0.0393
2022-10-29 18:30 | 0.0426 | 0.0392
2022-10-29 18:45 | 0.0424 | 0.039
2022-10-29 19:00 | 0.0426 | 0.0392
2022-10-29 19:15 | 0.0424 | 0.0389
2022-10-29 19:30 | 0.0419 | 0.0386
2022-10-29 19:45 | 0.0418 | 0.0385
2022-10-29 20:00 | 0.0419 | 0.0387
2022-10-29 20:15 | 0.0419 | 0.0386
2022-10-29 20:30 | 0.0423 | 0.0389
2022-10-29 20:45 | 0.0423 | 0.039
2022-10-29 21:00 | 0.0423 | 0.0389
2022-10-29 21:15 | 0.0421 | 0.0388
2022-10-29 21:30 | 0.0422 | 0.0389
2022-10-29 21:45 | 0.0426 | 0.0392
2022-10-29 22:00 | 0.0427 | 0.0394
2022-10-29 22:15 | 0.0427 | 0.0394
2022-10-29 22:30 | 0.0427 | 0.0393
2022-10-29 22:45 | 0.0428 | 0.0394
2022-10-29 23:00 | 0.0426 | 0.0393
2022-10-29 23:15 | 0.0427 | 0.0393
2022-10-29 23:30 | 0.043 | 0.0395
2022-10-29 23:45 | 0.0431 | 0.0397
2022-10-30 | 0.043 | 0.0397
2022-10-30 00:15 | 0.0424 | 0.0391
2022-10-30 00:30 | 0.0425 | 0.0392
2022-10-30 00:45 | 0.0427 | 0.0393
2022-10-30 01:00 | 0.0426 | 0.0394
2022-10-30 01:15 | 0.0426 | 0.0393
2022-10-30 01:30 | 0.0425 | 0.0393
2022-10-30 01:45 | 0.0425 | 0.0392
2022-10-30 02:00 | 0.0426 | 0.0395
2022-10-30 02:15 | 0.0426 | 0.0393
2022-10-30 02:30 | 0.0429 | 0.0395
2022-10-30 02:45 | 0.0429 | 0.0396
2022-10-30 03:00 | 0.0426 | 0.0395
2022-10-30 03:15 | 0.0428 | 0.0395
2022-10-30 03:30 | 0.0427 | 0.0393
2022-10-30 03:45 | 0.0427 | 0.0396
2022-10-30 04:00 | 0.0427 | 0.0396
2022-10-30 04:15 | 0.0427 | 0.0396
2022-10-30 04:30 | 0.0425 | 0.0394
2022-10-30 04:45 | 0.0425 | 0.0392
2022-10-30 05:00 | 0.0427 | 0.0395
2022-10-30 05:15 | 0.0426 | 0.0394
2022-10-30 05:30 | 0.0424 | 0.0392
2022-10-30 05:45 | 0.0428 | 0.0394
2022-10-30 06:00 | 0.0425 | 0.0393
2022-10-30 06:15 | 0.0423 | 0.0391
2022-10-30 06:30 | 0.0427 | 0.0395
2022-10-30 06:45 | 0.043 | 0.0397
2022-10-30 07:00 | 0.0427 | 0.0394
2022-10-30 07:15 | 0.0428 | 0.0395
2022-10-30 07:30 | 0.0426 | 0.0393
2022-10-30 07:45 | 0.0422 | 0.0391
2022-10-30 08:00 | 0.0422 | 0.0391
2022-10-30 08:15 | 0.0424 | 0.0392
2022-10-30 08:30 | 0.0425 | 0.0392
2022-10-30 08:45 | 0.0422 | 0.0389
2022-10-30 09:00 | 0.0423 | 0.0392
2022-10-30 09:15 | 0.0421 | 0.039
2022-10-30 09:30 | 0.0423 | 0.039
2022-10-30 09:45 | 0.0423 | 0.0391
2022-10-30 10:00 | 0.042 | 0.039
2022-10-30 10:15 | 0.042 | 0.0389
2022-10-30 10:30 | 0.0421 | 0.0389
2022-10-30 10:45 | 0.0424 | 0.0393
2022-10-30 11:00 | 0.0423 | 0.0393
2022-10-30 11:15 | 0.0425 | 0.0394
2022-10-30 11:30 | 0.0426 | 0.0395
2022-10-30 11:45 | 0.0423 | 0.0393
2022-10-30 12:00 | 0.0423 | 0.0393
2022-10-30 12:15 | 0.0411 | 0.0393
2022-10-30 12:30 | 0.0413 | 0.0396
2022-10-30 12:45 | 0.0417 | 0.0396
2022-10-30 13:00 | 0.0418 | 0.0393
2022-10-30 13:15 | 0.043 | 0.0397
2022-10-30 13:30 | 0.0431 | 0.0397
2022-10-30 13:45 | 0.0426 | 0.0394
2022-10-30 14:00 | 0.0433 | 0.04
2022-10-30 14:15 | 0.0432 | 0.0398
2022-10-30 14:30 | 0.043 | 0.0398
2022-10-30 14:45 | 0.0429 | 0.0396
2022-10-30 15:00 | 0.0429 | 0.0397
2022-10-30 15:15 | 0.0428 | 0.0395
2022-10-30 15:30 | 0.0431 | 0.0398
2022-10-30 15:45 | 0.0431 | 0.0395
2022-10-30 16:00 | 0.0434 | 0.0392
2022-10-30 16:15 | 0.0425 | 0.0391
2022-10-30 16:30 | 0.0421 | 0.0391
2022-10-30 16:45 | 0.0419 | 0.0388
2022-10-30 17:00 | 0.042 | 0.0387
2022-10-30 17:15 | 0.0418 | 0.0386
2022-10-30 17:30 | 0.0414 | 0.0382
2022-10-30 17:45 | 0.0411 | 0.038
2022-10-30 18:00 | 0.0415 | 0.0381
2022-10-30 18:15 | 0.0415 | 0.0382
2022-10-30 18:30 | 0.042 | 0.0387
2022-10-30 18:45 | 0.0418 | 0.0385
2022-10-30 19:00 | 0.0415 | 0.0383
2022-10-30 19:15 | 0.0415 | 0.0383
2022-10-30 19:30 | 0.0416 | 0.0384
2022-10-30 19:45 | 0.0415 | 0.0383
2022-10-30 20:00 | 0.0418 | 0.0384
2022-10-30 20:15 | 0.0416 | 0.0383
2022-10-30 20:30 | 0.0417 | 0.0383
2022-10-30 20:45 | 0.0421 | 0.0388
2022-10-30 21:00 | 0.0423 | 0.039
2022-10-30 21:15 | 0.0419 | 0.0386
2022-10-30 21:30 | 0.0418 | 0.0386
2022-10-30 21:45 | 0.0419 | 0.0385
2022-10-30 22:00 | 0.0422 | 0.0389
2022-10-30 22:15 | 0.0426 | 0.0393
2022-10-30 22:30 | 0.0426 | 0.0393
2022-10-30 22:45 | 0.0428 | 0.0395
2022-10-30 23:00 | 0.0431 | 0.0397
2022-10-30 23:15 | 0.0434 | 0.04
2022-10-30 23:30 | 0.0432 | 0.0398
2022-10-30 23:45 | 0.0432 | 0.0399
2022-10-31 | 0.0432 | 0.0399
2022-10-31 00:15 | 0.0429 | 0.0395
2022-10-31 00:30 | 0.0428 | 0.0396
2022-10-31 00:45 | 0.0426 | 0.0395
2022-10-31 01:00 | 0.0426 | 0.0394
2022-10-31 01:15 | 0.0425 | 0.0394
2022-10-31 01:30 | 0.0427 | 0.0394
2022-10-31 01:45 | 0.043 | 0.0398
2022-10-31 02:00 | 0.0428 | 0.0395
2022-10-31 02:15 | 0.0429 | 0.0397
2022-10-31 02:30 | 0.043 | 0.0397
2022-10-31 02:45 | 0.0432 | 0.0399
2022-10-31 03:00 | 0.0431 | 0.0399
2022-10-31 03:15 | 0.0431 | 0.0398
2022-10-31 03:30 | 0.0431 | 0.0397
2022-10-31 03:45 | 0.0431 | 0.0398
2022-10-31 04:00 | 0.0429 | 0.0397
2022-10-31 04:15 | 0.043 | 0.0397
2022-10-31 04:30 | 0.0429 | 0.0397
2022-10-31 04:45 | 0.0426 | 0.0396
2022-10-31 05:00 | 0.0429 | 0.0396
2022-10-31 05:15 | 0.0433 | 0.04
2022-10-31 05:30 | 0.043 | 0.0397
2022-10-31 05:45 | 0.0428 | 0.0397
2022-10-31 06:00 | 0.0423 | 0.0392
2022-10-31 06:15 | 0.0425 | 0.0394
2022-10-31 06:30 | 0.0429 | 0.0393
2022-10-31 06:45 | 0.0425 | 0.0394
2022-10-31 07:00 | 0.0422 | 0.0392
2022-10-31 07:15 | 0.0423 | 0.0391
2022-10-31 07:30 | 0.0424 | 0.0391
2022-10-31 07:45 | 0.0424 | 0.0391
2022-10-31 08:00 | 0.0423 | 0.0391
2022-10-31 08:15 | 0.0423 | 0.039
2022-10-31 08:30 | 0.0423 | 0.0391
2022-10-31 08:45 | 0.042 | 0.039
2022-10-31 09:00 | 0.0423 | 0.0391
2022-10-31 09:15 | 0.0424 | 0.0392
2022-10-31 09:30 | 0.0426 | 0.0394
2022-10-31 09:45 | 0.0427 | 0.0395
2022-10-31 10:00 | 0.0427 | 0.0394
2022-10-31 10:15 | 0.0425 | 0.0394
2022-10-31 10:30 | 0.0423 | 0.0392
2022-10-31 10:45 | 0.0425 | 0.0394
2022-10-31 11:00 | 0.0434 | 0.0393
2022-10-31 11:15 | 0.0428 | 0.0396
2022-10-31 11:30 | 0.0425 | 0.0393
2022-10-31 11:45 | 0.0426 | 0.0394
2022-10-31 12:00 | 0.0422 | 0.039
2022-10-31 12:15 | 0.0423 | 0.0392
2022-10-31 12:30 | 0.0424 | 0.0394
2022-10-31 12:45 | 0.0428 | 0.0396
2022-10-31 13:00 | 0.0426 | 0.0395
2022-10-31 13:15 | 0.0426 | 0.0396
2022-10-31 13:30 | 0.0427 | 0.0397
2022-10-31 13:45 | 0.042 | 0.039
2022-10-31 14:00 | 0.0424 | 0.0393
2022-10-31 14:15 | 0.0426 | 0.0394
2022-10-31 14:30 | 0.0428 | 0.0397
2022-10-31 14:45 | 0.0426 | 0.0395
2022-10-31 15:00 | 0.0434 | 0.0392
2022-10-31 15:15 | 0.0428 | 0.0396
2022-10-31 15:30 | 0.0429 | 0.0397
2022-10-31 15:45 | 0.0429 | 0.0396
2022-10-31 16:00 | 0.0429 | 0.0394
2022-10-31 16:15 | 0.0427 | 0.0395
2022-10-31 16:30 | 0.0425 | 0.0393
2022-10-31 16:45 | 0.0419 | 0.0388
2022-10-31 17:00 | 0.0418 | 0.0387
2022-10-31 17:15 | 0.0416 | 0.0386
2022-10-31 17:30 | 0.0416 | 0.0385
2022-10-31 17:45 | 0.0416 | 0.0384
2022-10-31 18:00 | 0.0418 | 0.0388
2022-10-31 18:15 | 0.0421 | 0.0389
2022-10-31 18:30 | 0.0423 | 0.0391
2022-10-31 18:45 | 0.0423 | 0.039
2022-10-31 19:00 | 0.042 | 0.0389
2022-10-31 19:15 | 0.0422 | 0.039
2022-10-31 19:30 | 0.0422 | 0.0391
2022-10-31 19:45 | 0.0422 | 0.0388
2022-10-31 20:00 | 0.0423 | 0.039
2022-10-31 20:15 | 0.042 | 0.0389
2022-10-31 20:30 | 0.042 | 0.0388
2022-10-31 20:45 | 0.0422 | 0.0389
2022-10-31 21:00 | 0.0422 | 0.039
2022-10-31 21:15 | 0.0424 | 0.0388
2022-10-31 21:30 | 0.0424 | 0.039
2022-10-31 21:45 | 0.0428 | 0.0391
2022-10-31 22:00 | 0.0427 | 0.0393
2022-10-31 22:15 | 0.0424 | 0.039
2022-10-31 22:30 | 0.0427 | 0.0394
2022-10-31 22:45 | 0.0422 | 0.039
2022-10-31 23:00 | 0.0422 | 0.039
2022-10-31 23:15 | 0.0425 | 0.0392
2022-10-31 23:30 | 0.0428 | 0.0395
2022-10-31 23:45 | 0.0428 | 0.0394
2022-11-01 | 0.0429 | 0.0395
2022-11-01 00:15 | 0.0428 | 0.0395
2022-11-01 00:30 | 0.0426 | 0.0394
2022-11-01 00:45 | 0.0427 | 0.0394
2022-11-01 01:00 | 0.0429 | 0.0397
2022-11-01 01:15 | 0.0431 | 0.0398
2022-11-01 01:30 | 0.0431 | 0.0401
2022-11-01 01:45 | 0.0431 | 0.0398
2022-11-01 02:00 | 0.0431 | 0.0398
2022-11-01 02:15 | 0.0431 | 0.04
2022-11-01 02:30 | 0.0431 | 0.04
2022-11-01 02:45 | 0.0432 | 0.0398
2022-11-01 03:00 | 0.0432 | 0.0399
2022-11-01 03:15 | 0.043 | 0.0398
2022-11-01 03:30 | 0.0431 | 0.0399
2022-11-01 03:45 | 0.0431 | 0.0398
2022-11-01 04:00 | 0.0427 | 0.0396
2022-11-01 04:15 | 0.0428 | 0.0396
2022-11-01 04:30 | 0.0429 | 0.0397
2022-11-01 04:45 | 0.0429 | 0.0396
2022-11-01 05:00 | 0.0429 | 0.0397
2022-11-01 05:15 | 0.0429 | 0.0396
2022-11-01 05:30 | 0.0428 | 0.0396
2022-11-01 05:45 | 0.0428 | 0.0396
2022-11-01 06:00 | 0.0427 | 0.0396
2022-11-01 06:15 | 0.0429 | 0.0397
2022-11-01 06:30 | 0.0424 | 0.0392
2022-11-01 06:45 | 0.0425 | 0.0391
2022-11-01 07:00 | 0.042 | 0.0389
2022-11-01 07:15 | 0.0418 | 0.0389
2022-11-01 07:30 | 0.0419 | 0.0389
2022-11-01 07:45 | 0.0418 | 0.0388
2022-11-01 08:00 | 0.0419 | 0.0389
2022-11-01 08:15 | 0.0421 | 0.0391
2022-11-01 08:30 | 0.0422 | 0.0392
2022-11-01 08:45 | 0.0422 | 0.0391
2022-11-01 09:00 | 0.0422 | 0.039
2022-11-01 09:15 | 0.0422 | 0.039
2022-11-01 09:30 | 0.0408 | 0.0392
2022-11-01 09:45 | 0.0411 | 0.0395
2022-11-01 10:00 | 0.0413 | 0.0397
2022-11-01 10:15 | 0.0418 | 0.0398
2022-11-01 10:30 | 0.0423 | 0.0399
2022-11-01 10:45 | 0.0427 | 0.0397
2022-11-01 11:00 | 0.043 | 0.0399
2022-11-01 11:15 | 0.0431 | 0.04
2022-11-01 11:30 | 0.0432 | 0.04
2022-11-01 11:45 | 0.043 | 0.0397
2022-11-01 12:00 | 0.0427 | 0.0396
2022-11-01 12:15 | 0.043 | 0.0398
2022-11-01 12:30 | 0.043 | 0.0397
2022-11-01 12:45 | 0.0428 | 0.0395
2022-11-01 13:00 | 0.0427 | 0.0395
2022-11-01 13:15 | 0.0429 | 0.0398
2022-11-01 13:30 | 0.0427 | 0.0395
2022-11-01 13:45 | 0.043 | 0.0398
2022-11-01 14:00 | 0.0431 | 0.0398
2022-11-01 14:15 | 0.0432 | 0.0401
2022-11-01 14:30 | 0.043 | 0.0399
2022-11-01 14:45 | 0.043 | 0.0397
2022-11-01 15:00 | 0.0429 | 0.0397
2022-11-01 15:15 | 0.043 | 0.0399
2022-11-01 15:30 | 0.0428 | 0.0395
2022-11-01 15:45 | 0.0429 | 0.0397
2022-11-01 16:00 | 0.0429 | 0.0398
2022-11-01 16:15 | 0.043 | 0.0398
2022-11-01 16:30 | 0.043 | 0.0396
2022-11-01 16:45 | 0.0428 | 0.0395
2022-11-01 17:00 | 0.0425 | 0.0394
2022-11-01 17:15 | 0.0423 | 0.0391
2022-11-01 17:30 | 0.0423 | 0.0392
2022-11-01 17:45 | 0.0422 | 0.0392
2022-11-01 18:00 | 0.0421 | 0.039
2022-11-01 18:15 | 0.0419 | 0.039
2022-11-01 18:30 | 0.0425 | 0.0393
2022-11-01 18:45 | 0.0423 | 0.0392
2022-11-01 19:00 | 0.0424 | 0.0393
2022-11-01 19:15 | 0.0423 | 0.0393
2022-11-01 19:30 | 0.0421 | 0.039
2022-11-01 19:45 | 0.042 | 0.0389
2022-11-01 20:00 | 0.0421 | 0.0391
2022-11-01 20:15 | 0.0423 | 0.0391
2022-11-01 20:30 | 0.0422 | 0.0391
2022-11-01 20:45 | 0.0423 | 0.0391
2022-11-01 21:00 | 0.0421 | 0.0389
2022-11-01 21:15 | 0.0425 | 0.0393
2022-11-01 21:30 | 0.0426 | 0.0395
2022-11-01 21:45 | 0.0428 | 0.0395
2022-11-01 22:00 | 0.043 | 0.0395
2022-11-01 22:15 | 0.0429 | 0.0398
2022-11-01 22:30 | 0.0423 | 0.0392
2022-11-01 22:45 | 0.0427 | 0.0396
2022-11-01 23:00 | 0.043 | 0.0397
2022-11-01 23:15 | 0.0432 | 0.0401
2022-11-01 23:30 | 0.0428 | 0.0397
2022-11-01 23:45 | 0.0425 | 0.0393
2022-11-02 | 0.0425 | 0.0393
2022-11-02 00:15 | 0.0427 | 0.0395
2022-11-02 00:30 | 0.0427 | 0.0394
2022-11-02 00:45 | 0.043 | 0.0399
2022-11-02 01:00 | 0.0431 | 0.0398
2022-11-02 01:15 | 0.0432 | 0.04
2022-11-02 01:30 | 0.0431 | 0.0399
2022-11-02 01:45 | 0.0432 | 0.0399
2022-11-02 02:00 | 0.0432 | 0.0398
2022-11-02 02:15 | 0.0433 | 0.0401
2022-11-02 02:30 | 0.0435 | 0.0402
2022-11-02 02:45 | 0.0436 | 0.0402
2022-11-02 03:00 | 0.0434 | 0.0402
2022-11-02 03:15 | 0.0434 | 0.0402
2022-11-02 03:30 | 0.0434 | 0.0401
2022-11-02 03:45 | 0.0433 | 0.0401
2022-11-02 04:00 | 0.0432 | 0.04
2022-11-02 04:15 | 0.0432 | 0.0399
2022-11-02 04:30 | 0.0432 | 0.0399
2022-11-02 04:45 | 0.0431 | 0.0399
2022-11-02 05:00 | 0.0428 | 0.0397
2022-11-02 05:15 | 0.0429 | 0.0398
2022-11-02 05:30 | 0.0428 | 0.0396
2022-11-02 05:45 | 0.043 | 0.0398
2022-11-02 06:00 | 0.0427 | 0.0395
2022-11-02 06:15 | 0.0423 | 0.0393
2022-11-02 06:30 | 0.0422 | 0.039
2022-11-02 06:45 | 0.0428 | 0.0395
2022-11-02 07:00 | 0.0423 | 0.0393
2022-11-02 07:15 | 0.0423 | 0.0393
2022-11-02 07:30 | 0.0422 | 0.0391
2022-11-02 07:45 | 0.0421 | 0.039
2022-11-02 08:00 | 0.0421 | 0.039
2022-11-02 08:15 | 0.0423 | 0.0393
2022-11-02 08:30 | 0.0423 | 0.0393
2022-11-02 08:45 | 0.0421 | 0.0393
2022-11-02 09:00 | 0.0427 | 0.0393
2022-11-02 09:15 | 0.0425 | 0.0395
2022-11-02 09:30 | 0.0423 | 0.0392
2022-11-02 09:45 | 0.0425 | 0.0394
2022-11-02 10:00 | 0.041 | 0.039
2022-11-02 10:15 | 0.0408 | 0.039
2022-11-02 10:30 | 0.0412 | 0.0392
2022-11-02 10:45 | 0.042 | 0.0393
2022-11-02 11:00 | 0.0423 | 0.0394
2022-11-02 11:15 | 0.0424 | 0.0395
2022-11-02 11:30 | 0.0425 | 0.0394
2022-11-02 11:45 | 0.0423 | 0.0394
2022-11-02 12:00 | 0.0424 | 0.0393
2022-11-02 12:15 | 0.0428 | 0.0396
2022-11-02 12:30 | 0.0426 | 0.0395
2022-11-02 12:45 | 0.0429 | 0.0397
2022-11-02 13:00 | 0.0437 | 0.0399
2022-11-02 13:15 | 0.043 | 0.0399
2022-11-02 13:30 | 0.0428 | 0.0396
2022-11-02 13:45 | 0.0431 | 0.0397
2022-11-02 14:00 | 0.0175 | 0.0397
2022-11-02 14:15 | 0.0046 | 0.0175
2022-11-02 14:30 | 0.0051 | 0.0023
2022-11-02 14:45 | 0.0027 | 0.0025
2022-11-02 15:00 | 0.0028 | 0.0023
2022-11-02 15:15 | 0.0019 | 0.0024
2022-11-02 15:30 | 0.0024 | 0.0025
2022-11-02 15:45 | 0.0027 | 0.0029
2022-11-02 16:00 | 0.0025 | 0.0026
2022-11-02 16:15 | 0.0023 | 0.0024
2022-11-02 16:30 | 0.0028 | 0.0023
2022-11-02 16:45 | 0.0019 | 0.0022
2022-11-02 17:00 | 0.0023 | 0.0022
2022-11-02 17:15 | 0.0168 | 0.0328
2022-11-02 17:30 | 0.0425 | 0.0392
2022-11-02 17:45 | 0.0425 | 0.0392
2022-11-02 18:00 | 0.0426 | 0.0392
2022-11-02 18:15 | 0.0428 | 0.0395
2022-11-02 18:30 | 0.0421 | 0.0389
2022-11-02 18:45 | 0.0422 | 0.039
2022-11-02 19:00 | 0.0424 | 0.0392
2022-11-02 19:15 | 0.0424 | 0.0392
2022-11-02 19:30 | 0.0426 | 0.0394
2022-11-02 19:45 | 0.0428 | 0.0394
2022-11-02 20:00 | 0.0427 | 0.0395
2022-11-02 20:15 | 0.0431 | 0.0396
2022-11-02 20:30 | 0.0428 | 0.0394
2022-11-02 20:45 | 0.0427 | 0.0394
2022-11-02 21:00 | 0.0425 | 0.0393
2022-11-02 21:15 | 0.0427 | 0.0393
2022-11-02 21:30 | 0.0429 | 0.0395
2022-11-02 21:45 | 0.0426 | 0.0393
2022-11-02 22:00 | 0.0428 | 0.0395
2022-11-02 22:15 | 0.0431 | 0.0397
2022-11-02 22:30 | 0.0433 | 0.0398
2022-11-02 22:45 | 0.0436 | 0.04
2022-11-02 23:00 | 0.0432 | 0.0399
2022-11-02 23:15 | 0.0427 | 0.0394
2022-11-02 23:30 | 0.043 | 0.0397
2022-11-02 23:45 | 0.0432 | 0.0398
2022-11-03 | 0.0434 | 0.0401
2022-11-03 00:15 | 0.0435 | 0.0401
2022-11-03 00:30 | 0.0437 | 0.0403
2022-11-03 00:45 | 0.0438 | 0.0402
2022-11-03 01:00 | 0.0435 | 0.04
2022-11-03 01:15 | 0.0435 | 0.0401
2022-11-03 01:30 | 0.0436 | 0.0402
2022-11-03 01:45 | 0.0437 | 0.0403
2022-11-03 02:00 | 0.0438 | 0.0404
2022-11-03 02:15 | 0.0437 | 0.0404
2022-11-03 02:30 | 0.0436 | 0.0403
2022-11-03 02:45 | 0.0437 | 0.0403
2022-11-03 03:00 | 0.0437 | 0.0403
2022-11-03 03:15 | 0.0436 | 0.0403
2022-11-03 03:30 | 0.0437 | 0.0403
2022-11-03 03:45 | 0.0437 | 0.0403
2022-11-03 04:00 | 0.0437 | 0.0404
2022-11-03 04:15 | 0.0436 | 0.0402
2022-11-03 04:30 | 0.0435 | 0.0402
2022-11-03 04:45 | 0.0433 | 0.0401
2022-11-03 05:00 | 0.0431 | 0.0398
2022-11-03 05:15 | 0.0432 | 0.0399
2022-11-03 05:30 | 0.0433 | 0.04
2022-11-03 05:45 | 0.0433 | 0.04
2022-11-03 06:00 | 0.043 | 0.0398
2022-11-03 06:15 | 0.0428 | 0.0396
2022-11-03 06:30 | 0.043 | 0.0395
2022-11-03 06:45 | 0.0432 | 0.0394
2022-11-03 07:00 | 0.0426 | 0.0396
2022-11-03 07:15 | 0.0424 | 0.0396
2022-11-03 07:30 | 0.0424 | 0.0391
2022-11-03 07:45 | 0.0427 | 0.0395
2022-11-03 08:00 | 0.0429 | 0.0395
2022-11-03 08:15 | 0.0434 | 0.0397
2022-11-03 08:30 | 0.0434 | 0.0399
2022-11-03 08:45 | 0.0433 | 0.0399
2022-11-03 09:00 | 0.0434 | 0.04
2022-11-03 09:15 | 0.0431 | 0.0399
2022-11-03 09:30 | 0.0434 | 0.0402
2022-11-03 09:45 | 0.0437 | 0.0404
2022-11-03 10:00 | 0.0437 | 0.0405
2022-11-03 10:15 | 0.0436 | 0.0403
2022-11-03 10:30 | 0.0435 | 0.0402
2022-11-03 10:45 | 0.0434 | 0.0403
2022-11-03 11:00 | 0.043 | 0.0399
2022-11-03 11:15 | 0.0432 | 0.04
2022-11-03 11:30 | 0.0414 | 0.0398
2022-11-03 11:45 | 0.0413 | 0.04
2022-11-03 12:00 | 0.0418 | 0.04
2022-11-03 12:15 | 0.0421 | 0.0401
2022-11-03 12:30 | 0.0423 | 0.04
2022-11-03 12:45 | 0.0429 | 0.0398
2022-11-03 13:00 | 0.0413 | 0.0397
2022-11-03 13:15 | 0.0416 | 0.0398
2022-11-03 13:30 | 0.0422 | 0.0399
2022-11-03 13:45 | 0.0425 | 0.0401
2022-11-03 14:00 | 0.0428 | 0.0397
2022-11-03 14:15 | 0.0428 | 0.0397
2022-11-03 14:30 | 0.0428 | 0.0395
2022-11-03 14:45 | 0.0429 | 0.0398
2022-11-03 15:00 | 0.0427 | 0.0397
2022-11-03 15:15 | 0.0427 | 0.0397
2022-11-03 15:30 | 0.043 | 0.0399
2022-11-03 15:45 | 0.0433 | 0.0401
2022-11-03 16:00 | 0.0434 | 0.0402
2022-11-03 16:15 | 0.0433 | 0.04
2022-11-03 16:30 | 0.043 | 0.0397
2022-11-03 16:45 | 0.043 | 0.0398
2022-11-03 17:00 | 0.0426 | 0.0392
2022-11-03 17:15 | 0.0428 | 0.0392
2022-11-03 17:30 | 0.0424 | 0.039
2022-11-03 17:45 | 0.0421 | 0.0388
2022-11-03 18:00 | 0.0422 | 0.0388
2022-11-03 18:15 | 0.042 | 0.0388
2022-11-03 18:30 | 0.0419 | 0.0385
2022-11-03 18:45 | 0.0416 | 0.0384
2022-11-03 19:00 | 0.0418 | 0.0387
2022-11-03 19:15 | 0.0419 | 0.0387
2022-11-03 19:30 | 0.0421 | 0.039
2022-11-03 19:45 | 0.0422 | 0.0391
2022-11-03 20:00 | 0.042 | 0.0388
2022-11-03 20:15 | 0.0424 | 0.0388
2022-11-03 20:30 | 0.0426 | 0.039
2022-11-03 20:45 | 0.0427 | 0.0392
2022-11-03 21:00 | 0.0426 | 0.0394
2022-11-03 21:15 | 0.0428 | 0.0395
2022-11-03 21:30 | 0.0429 | 0.0396
2022-11-03 21:45 | 0.0429 | 0.0395
2022-11-03 22:00 | 0.043 | 0.0395
2022-11-03 22:15 | 0.0433 | 0.0398
2022-11-03 22:30 | 0.0433 | 0.0397
2022-11-03 22:45 | 0.0435 | 0.0401
2022-11-03 23:00 | 0.0436 | 0.0401
2022-11-03 23:15 | 0.0432 | 0.0398
2022-11-03 23:30 | 0.0429 | 0.0395
2022-11-03 23:45 | 0.043 | 0.0396
2022-11-04 | 0.0431 | 0.0397
2022-11-04 00:15 | 0.0432 | 0.0398
2022-11-04 00:30 | 0.0433 | 0.0399
2022-11-04 00:45 | 0.0434 | 0.0401
2022-11-04 01:00 | 0.0435 | 0.04
2022-11-04 01:15 | 0.0435 | 0.04
2022-11-04 01:30 | 0.0431 | 0.0397
2022-11-04 01:45 | 0.043 | 0.0398
2022-11-04 02:00 | 0.0431 | 0.0396
2022-11-04 02:15 | 0.0431 | 0.0397
2022-11-04 02:30 | 0.0431 | 0.0397
2022-11-04 02:45 | 0.0432 | 0.0399
2022-11-04 03:00 | 0.0433 | 0.0399
2022-11-04 03:15 | 0.0432 | 0.0399
2022-11-04 03:30 | 0.0431 | 0.0398
2022-11-04 03:45 | 0.0432 | 0.0399
2022-11-04 04:00 | 0.043 | 0.0397
2022-11-04 04:15 | 0.043 | 0.0397
2022-11-04 04:30 | 0.0429 | 0.0395
2022-11-04 04:45 | 0.0429 | 0.0396
2022-11-04 05:00 | 0.0427 | 0.0395
2022-11-04 05:15 | 0.0432 | 0.0399
2022-11-04 05:30 | 0.0431 | 0.0397
2022-11-04 05:45 | 0.0429 | 0.0395
2022-11-04 06:00 | 0.0426 | 0.0395
2022-11-04 06:15 | 0.0423 | 0.0391
2022-11-04 06:30 | 0.0425 | 0.0391
2022-11-04 06:45 | 0.0426 | 0.039
2022-11-04 07:00 | 0.0422 | 0.0388
2022-11-04 07:15 | 0.0424 | 0.0391
2022-11-04 07:30 | 0.0422 | 0.039
2022-11-04 07:45 | 0.0421 | 0.0388
2022-11-04 08:00 | 0.0421 | 0.039
2022-11-04 08:15 | 0.0423 | 0.0392
2022-11-04 08:30 | 0.0423 | 0.0392
2022-11-04 08:45 | 0.042 | 0.0389
2022-11-04 09:00 | 0.0418 | 0.0389
2022-11-04 09:15 | 0.0421 | 0.0391
2022-11-04 09:30 | 0.0422 | 0.0391
2022-11-04 09:45 | 0.0424 | 0.0393
2022-11-04 10:00 | 0.042 | 0.039
2022-11-04 10:15 | 0.0421 | 0.0391
2022-11-04 10:30 | 0.0421 | 0.039
2022-11-04 10:45 | 0.0425 | 0.0394
2022-11-04 11:00 | 0.0429 | 0.0397
2022-11-04 11:15 | 0.0429 | 0.0398
2022-11-04 11:30 | 0.0428 | 0.0398
2022-11-04 11:45 | 0.0428 | 0.0397
2022-11-04 12:00 | 0.0427 | 0.0396
2022-11-04 12:15 | 0.0429 | 0.0398
2022-11-04 12:30 | 0.0427 | 0.0396
2022-11-04 12:45 | 0.0427 | 0.0397
2022-11-04 13:00 | 0.0426 | 0.0395
2022-11-04 13:15 | 0.0422 | 0.0392
2022-11-04 13:30 | 0.0423 | 0.0394
2022-11-04 13:45 | 0.0204 | 0.0401
2022-11-04 14:00 | 0.0027 | 0.0247
2022-11-04 14:15 | 0.0022 | 0.0024
2022-11-04 14:30 | 0.0019 | 0.0023
2022-11-04 14:45 | 0.0027 | 0.0023
2022-11-04 15:00 | 0.0027 | 0.0023
2022-11-04 15:15 | 0.0024 | 0.0024
2022-11-04 15:30 | 0.0021 | 0.0024
2022-11-04 15:45 | 0.0024 | 0.0023
2022-11-04 16:00 | 0.0022 | 0.0023
2022-11-04 16:15 | 0.0025 | 0.0024
2022-11-04 16:30 | 0.0024 | 0.0024
2022-11-04 16:45 | 0.0024 | 0.0023
2022-11-04 17:00 | 0.0023 | 0.002
2022-11-04 17:15 | 0.0022 | 0.0021
2022-11-04 17:30 | 0.0023 | 0.0022
2022-11-04 17:45 | 0.0027 | 0.0021
2022-11-04 18:00 | 0.0028 | 0.002
2022-11-04 18:15 | 0.0029 | 0.0019
2022-11-04 18:30 | 0.0032 | 0.0021
2022-11-04 18:45 | 0.003 | 0.0332
2022-11-04 19:00 | 0.0134 | 0.0391
2022-11-04 19:15 | 0.0422 | 0.0389
2022-11-04 19:30 | 0.0421 | 0.0389
2022-11-04 19:45 | 0.0421 | 0.0387
2022-11-04 20:00 | 0.0423 | 0.039
2022-11-04 20:15 | 0.0426 | 0.0392
2022-11-04 20:30 | 0.0428 | 0.0396
2022-11-04 20:45 | 0.0424 | 0.0393
2022-11-04 21:00 | 0.0425 | 0.0392
2022-11-04 21:15 | 0.0428 | 0.0395
2022-11-04 21:30 | 0.0427 | 0.0394
2022-11-04 21:45 | 0.0427 | 0.0394
2022-11-04 22:00 | 0.043 | 0.0397
2022-11-04 22:15 | 0.0432 | 0.0398
2022-11-04 22:30 | 0.043 | 0.0397
2022-11-04 22:45 | 0.0432 | 0.0398
2022-11-04 23:00 | 0.0429 | 0.0394
2022-11-04 23:15 | 0.0425 | 0.0391
2022-11-04 23:30 | 0.0429 | 0.0397
2022-11-04 23:45 | 0.043 | 0.0397
2022-11-05 | 0.0432 | 0.0399
2022-11-05 00:15 | 0.0434 | 0.0401
2022-11-05 00:30 | 0.0434 | 0.0401
2022-11-05 00:45 | 0.0436 | 0.0402
2022-11-05 01:00 | 0.0437 | 0.0403
2022-11-05 01:15 | 0.0437 | 0.0402
2022-11-05 01:30 | 0.0431 | 0.0399
2022-11-05 01:45 | 0.0429 | 0.0397
2022-11-05 02:00 | 0.0429 | 0.0397
2022-11-05 02:15 | 0.0428 | 0.0396
2022-11-05 02:30 | 0.0429 | 0.0397
2022-11-05 02:45 | 0.0428 | 0.0396
2022-11-05 03:00 | 0.0429 | 0.0396
2022-11-05 03:15 | 0.0428 | 0.0396
2022-11-05 03:30 | 0.043 | 0.0397
2022-11-05 03:45 | 0.043 | 0.0397
2022-11-05 04:00 | 0.0428 | 0.0397
2022-11-05 04:15 | 0.0429 | 0.0397
2022-11-05 04:30 | 0.0429 | 0.0396
2022-11-05 04:45 | 0.0428 | 0.0396
2022-11-05 05:00 | 0.0427 | 0.0396
2022-11-05 05:15 | 0.0428 | 0.0396
2022-11-05 05:30 | 0.0428 | 0.0396
2022-11-05 05:45 | 0.0426 | 0.0395
2022-11-05 06:00 | 0.0426 | 0.0395
2022-11-05 06:15 | 0.0424 | 0.0392
2022-11-05 06:30 | 0.0423 | 0.0392
2022-11-05 06:45 | 0.0426 | 0.0395
2022-11-05 07:00 | 0.0427 | 0.0394
2022-11-05 07:15 | 0.0429 | 0.0397
2022-11-05 07:30 | 0.0429 | 0.0397
2022-11-05 07:45 | 0.0427 | 0.0395
2022-11-05 08:00 | 0.0426 | 0.0393
2022-11-05 08:15 | 0.0423 | 0.0392
2022-11-05 08:30 | 0.0423 | 0.0391
2022-11-05 08:45 | 0.0421 | 0.039
2022-11-05 09:00 | 0.0419 | 0.0387
2022-11-05 09:15 | 0.0419 | 0.0386
2022-11-05 09:30 | 0.0417 | 0.0387
2022-11-05 09:45 | 0.0419 | 0.0387
2022-11-05 10:00 | 0.0419 | 0.0388
2022-11-05 10:15 | 0.0423 | 0.0392
2022-11-05 10:30 | 0.0425 | 0.0393
2022-11-05 10:45 | 0.0427 | 0.0394
2022-11-05 11:00 | 0.0423 | 0.039
2022-11-05 11:15 | 0.0421 | 0.039
2022-11-05 11:30 | 0.0029 | 0.0356
2022-11-05 11:45 | 0.0019 | 0.0021
2022-11-05 12:00 | 0.0021 | 0.0022
2022-11-05 12:15 | 0.0028 | 0.0023
2022-11-05 12:30 | 0.0029 | 0.0021
2022-11-05 12:45 | 0.0032 | 0.0023
2022-11-05 13:00 | 0.0029 | 0.0024
2022-11-05 13:15 | 0.0028 | 0.0025
2022-11-05 13:30 | 0.0038 | 0.0022
2022-11-05 13:45 | 0.0035 | 0.0022
2022-11-05 14:00 | 0.0033 | 0.0023
2022-11-05 14:15 | 0.0036 | 0.0022
2022-11-05 14:30 | 0.0033 | 0.0021
2022-11-05 14:45 | 0.0025 | 0.002
2022-11-05 15:00 | 0.0029 | 0.0024
2022-11-05 15:15 | 0.003 | 0.0023
2022-11-05 15:30 | 0.0028 | 0.002
2022-11-05 15:45 | 0.0027 | 0.0019
2022-11-05 16:00 | 0.0025 | 0.0022
2022-11-05 16:15 | 0.0025 | 0.0021
2022-11-05 16:30 | 0.0024 | 0.0021
2022-11-05 16:45 | 0.0024 | 0.0017
2022-11-05 17:00 | 0.0024 | 0.002
2022-11-05 17:15 | 0.0027 | 0.0022
2022-11-05 17:30 | 0.0024 | 0.0018
2022-11-05 17:45 | 0.0024 | 0.0018
2022-11-05 18:00 | 0.0023 | 0.0018
2022-11-05 18:15 | 0.002 | 0.0017
2022-11-05 18:30 | 0.002 | 0.0017
2022-11-05 18:45 | 0.0025 | 0.0018
2022-11-05 19:00 | 0.002 | 0.0018
2022-11-05 19:15 | 0.002 | 0.0018
2022-11-05 19:30 | 0.0019 | 0.0016
2022-11-05 19:45 | 0.0022 | 0.0016
2022-11-05 20:00 | 0.0024 | 0.0017
2022-11-05 20:15 | 0.0022 | 0.0018
2022-11-05 20:30 | 0.0023 | 0.0018
2022-11-05 20:45 | 0.002 | 0.0018
2022-11-05 21:00 | 0.0019 | 0.0017
2022-11-05 21:15 | 0.002 | 0.0016
2022-11-05 21:30 | 0.0022 | 0.0018
2022-11-05 21:45 | 0.0022 | 0.0017
2022-11-05 22:00 | 0.0025 | 0.0017
2022-11-05 22:15 | 0.0027 | 0.0018
2022-11-05 22:30 | 0.0028 | 0.0021
2022-11-05 22:45 | 0.0027 | 0.002
2022-11-05 23:00 | 0.0028 | 0.0021
2022-11-05 23:15 | 0.0036 | 0.0023
2022-11-05 23:30 | 0.0036 | 0.0022
2022-11-05 23:45 | 0.0029 | 0.0022
2022-11-06 | 0.0025 | 0.0021
2022-11-06 00:15 | 0.0028 | 0.0022
2022-11-06 00:30 | 0.0031 | 0.0022
2022-11-06 00:45 | 0.0029 | 0.0024
2022-11-06 01:00 | 0.0028 | 0.0023
2022-11-06 01:15 | 0.0032 | 0.0021
2022-11-06 01:30 | 0.0028 | 0.0024
2022-11-06 01:45 | 0.0033 | 0.0024
2022-11-06 01:00 | 0.0031 | 0.0025
2022-11-06 01:15 | 0.0025 | 0.0023
2022-11-06 01:30 | 0.0023 | 0.0023
2022-11-06 01:45 | 0.0027 | 0.002
2022-11-06 02:00 | 0.0025 | 0.0024
2022-11-06 02:15 | 0.0025 | 0.0023
2022-11-06 02:30 | 0.0019 | 0.0021
2022-11-06 02:45 | 0.0023 | 0.0022
2022-11-06 03:00 | 0.0022 | 0.0024
2022-11-06 03:15 | 0.0024 | 0.0023
2022-11-06 03:30 | 0.0027 | 0.0025
2022-11-06 03:45 | 0.0023 | 0.0024
2022-11-06 04:00 | 0.002 | 0.0025
2022-11-06 04:15 | 0.0024 | 0.0022
2022-11-06 04:30 | 0.0025 | 0.0021
2022-11-06 04:45 | 0.0024 | 0.0022
2022-11-06 05:00 | 0.0021 | 0.0024
2022-11-06 05:15 | 0.002 | 0.0024
2022-11-06 05:30 | 0.0022 | 0.0021
2022-11-06 05:45 | 0.0023 | 0.0021
2022-11-06 06:00 | 0.0025 | 0.0022
2022-11-06 06:15 | 0.0023 | 0.0023
2022-11-06 06:30 | 0.0023 | 0.0021
2022-11-06 06:45 | 0.0022 | 0.0021
2022-11-06 07:00 | 0.0018 | 0.0023
2022-11-06 07:15 | 0.002 | 0.0024
2022-11-06 07:30 | 0.002 | 0.0019
2022-11-06 07:45 | 0.0021 | 0.002
2022-11-06 08:00 | 0.0017 | 0.002
2022-11-06 08:15 | 0.0018 | 0.002
2022-11-06 08:30 | 0.0017 | 0.0018
2022-11-06 08:45 | 0.0016 | 0.0022
2022-11-06 09:00 | 0.0017 | 0.0022
2022-11-06 09:15 | 0.0024 | 0.0023
2022-11-06 09:30 | 0.0031 | 0.0022
2022-11-06 09:45 | 0.0026 | 0.0021
2022-11-06 10:00 | 0.0027 | 0.0019
2022-11-06 10:15 | 0.0025 | 0.002
2022-11-06 10:30 | 0.0018 | 0.0022
2022-11-06 10:45 | 0.0028 | 0.0023
2022-11-06 11:00 | 0.0037 | 0.0028
2022-11-06 11:15 | 0.0033 | 0.0023
2022-11-06 11:30 | 0.0026 | 0.0023
2022-11-06 11:45 | 0.0032 | 0.0027
2022-11-06 12:00 | 0.0032 | 0.0024
2022-11-06 12:15 | 0.0029 | 0.0022
2022-11-06 12:30 | 0.0025 | 0.0023
2022-11-06 12:45 | 0.0031 | 0.0023
2022-11-06 13:00 | 0.0035 | 0.002
2022-11-06 13:15 | 0.0031 | 0.002
2022-11-06 13:30 | 0.0025 | 0.0018
2022-11-06 13:45 | 0.0024 | 0.0023
2022-11-06 14:00 | 0.0025 | 0.0021
2022-11-06 14:15 | 0.0022 | 0.0021
2022-11-06 14:30 | 0.0025 | 0.002
2022-11-06 14:45 | 0.0028 | 0.002
2022-11-06 15:00 | 0.0024 | 0.0018
2022-11-06 15:15 | 0.0026 | 0.0018
2022-11-06 15:30 | 0.002 | 0.0018
2022-11-06 15:45 | 0.0023 | 0.002
2022-11-06 16:00 | 0.0019 | 0.0018
2022-11-06 16:15 | 0.0019 | 0.0017
2022-11-06 16:30 | 0.0023 | 0.0018
2022-11-06 16:45 | 0.0024 | 0.0019
2022-11-06 17:00 | 0.0021 | 0.0016
2022-11-06 17:15 | 0.002 | 0.0014
2022-11-06 17:30 | 0.0016 | 0.0015
2022-11-06 17:45 | 0.0014 | 0.0015
2022-11-06 18:00 | 0.0015 | 0.0016
2022-11-06 18:15 | 0.0015 | 0.0013
2022-11-06 18:30 | 0.0021 | 0.0014
2022-11-06 18:45 | 0.0022 | 0.0016
2022-11-06 19:00 | 0.0024 | 0.0017
2022-11-06 19:15 | 0.0024 | 0.0016
2022-11-06 19:30 | 0.0027 | 0.0015
2022-11-06 19:45 | 0.0024 | 0.002
2022-11-06 20:00 | 0.0027 | 0.0018
2022-11-06 20:15 | 0.0026 | 0.0015
2022-11-06 20:30 | 0.0024 | 0.0015
2022-11-06 20:45 | 0.0024 | 0.0017
2022-11-06 21:00 | 0.0032 | 0.0019
2022-11-06 21:15 | 0.0028 | 0.0017
2022-11-06 21:30 | 0.0025 | 0.002
2022-11-06 21:45 | 0.003 | 0.0019
2022-11-06 22:00 | 0.0031 | 0.002
2022-11-06 22:15 | 0.0027 | 0.0018
2022-11-06 22:30 | 0.003 | 0.002
2022-11-06 22:45 | 0.0031 | 0.002
2022-11-06 23:00 | 0.0037 | 0.0021
2022-11-06 23:15 | 0.0031 | 0.0024
2022-11-06 23:30 | 0.0034 | 0.0023
2022-11-06 23:45 | 0.0037 | 0.0024
2022-11-07 | 0.0037 | 0.0022
2022-11-07 00:15 | 0.0031 | 0.0023
2022-11-07 00:30 | 0.0034 | 0.0022
2022-11-07 00:45 | 0.0036 | 0.0024
2022-11-07 01:00 | 0.0033 | 0.0024
2022-11-07 01:15 | 0.0027 | 0.0024
2022-11-07 01:30 | 0.0027 | 0.0022
2022-11-07 01:45 | 0.0032 | 0.0024
2022-11-07 02:00 | 0.003 | 0.0022
2022-11-07 02:15 | 0.0027 | 0.0024
2022-11-07 02:30 | 0.0029 | 0.0022
2022-11-07 02:45 | 0.003 | 0.0026
2022-11-07 03:00 | 0.0033 | 0.0025
2022-11-07 03:15 | 0.0029 | 0.0024
2022-11-07 03:30 | 0.0032 | 0.0023
2022-11-07 03:45 | 0.0027 | 0.0022
2022-11-07 04:00 | 0.0025 | 0.0022
2022-11-07 04:15 | 0.0025 | 0.0023
2022-11-07 04:30 | 0.0025 | 0.0022
2022-11-07 04:45 | 0.0024 | 0.0027
2022-11-07 05:00 | 0.0021 | 0.0023
2022-11-07 05:15 | 0.0027 | 0.0022
2022-11-07 05:30 | 0.0021 | 0.0023
2022-11-07 05:45 | 0.0022 | 0.0023
2022-11-07 06:00 | 0.0022 | 0.0019
2022-11-07 06:15 | 0.0024 | 0.0023
2022-11-07 06:30 | 0.0025 | 0.0024
2022-11-07 06:45 | 0.0022 | 0.0019
2022-11-07 07:00 | 0.0024 | 0.0021
2022-11-07 07:15 | 0.0024 | 0.0021
2022-11-07 07:30 | 0.0022 | 0.0021
2022-11-07 07:45 | 0.0019 | 0.0021
2022-11-07 08:00 | 0.0021 | 0.002
2022-11-07 08:15 | 0.0023 | 0.0021
2022-11-07 08:30 | 0.002 | 0.0023
2022-11-07 08:45 | 0.0018 | 0.002
2022-11-07 09:00 | 0.0025 | 0.0023
2022-11-07 09:15 | 0.0026 | 0.0021
2022-11-07 09:30 | 0.002 | 0.0021
2022-11-07 09:45 | 0.0022 | 0.0023
2022-11-07 10:00 | 0.0026 | 0.002
2022-11-07 10:15 | 0.0025 | 0.0021
2022-11-07 10:30 | 0.0023 | 0.0021
2022-11-07 10:45 | 0.0024 | 0.0022
2022-11-07 11:00 | 0.0023 | 0.0021
2022-11-07 11:15 | 0.0022 | 0.0018
2022-11-07 11:30 | 0.0022 | 0.0021
2022-11-07 11:45 | 0.0027 | 0.0026
2022-11-07 12:00 | 0.0034 | 0.0024
2022-11-07 12:15 | 0.0033 | 0.0023
2022-11-07 12:30 | 0.0033 | 0.0026
2022-11-07 12:45 | 0.0031 | 0.0023
2022-11-07 13:00 | 0.003 | 0.0022
2022-11-07 13:15 | 0.0028 | 0.002
2022-11-07 13:30 | 0.0029 | 0.0021
2022-11-07 13:45 | 0.0031 | 0.0023
2022-11-07 14:00 | 0.0028 | 0.0019
2022-11-07 14:15 | 0.003 | 0.0019
2022-11-07 14:30 | 0.0028 | 0.002
2022-11-07 14:45 | 0.0025 | 0.0019
2022-11-07 15:00 | 0.0035 | 0.0019
2022-11-07 15:15 | 0.0034 | 0.0022
2022-11-07 15:30 | 0.003 | 0.002
2022-11-07 15:45 | 0.0032 | 0.0021
2022-11-07 16:00 | 0.0041 | 0.0021
2022-11-07 16:15 | 0.004 | 0.0019
2022-11-07 16:30 | 0.0042 | 0.002
2022-11-07 16:45 | 0.0037 | 0.002
2022-11-07 17:00 | 0.003 | 0.0019
2022-11-07 17:15 | 0.0029 | 0.0015
2022-11-07 17:30 | 0.0034 | 0.0015
2022-11-07 17:45 | 0.0042 | 0.0017
2022-11-07 18:00 | 0.0034 | 0.0017
2022-11-07 18:15 | 0.0035 | 0.007
2022-11-07 18:30 | 0.0338 | 0.0391
2022-11-07 18:45 | 0.0427 | 0.039
2022-11-07 19:00 | 0.0428 | 0.0392
2022-11-07 19:15 | 0.0429 | 0.0394
2022-11-07 19:30 | 0.0428 | 0.0392
2022-11-07 19:45 | 0.0424 | 0.0389
2022-11-07 20:00 | 0.0426 | 0.0391
2022-11-07 20:15 | 0.0428 | 0.0391
2022-11-07 20:30 | 0.0428 | 0.0393
2022-11-07 20:45 | 0.0428 | 0.0392
2022-11-07 21:00 | 0.0422 | 0.0388
2022-11-07 21:15 | 0.0424 | 0.039
2022-11-07 21:30 | 0.0425 | 0.039
2022-11-07 21:45 | 0.0427 | 0.0391
2022-11-07 22:00 | 0.043 | 0.0394
2022-11-07 22:15 | 0.0433 | 0.0398
2022-11-07 22:30 | 0.0435 | 0.0399
2022-11-07 22:45 | 0.0433 | 0.0397
2022-11-07 23:00 | 0.043 | 0.0395
2022-11-07 23:15 | 0.043 | 0.0395
2022-11-07 23:30 | 0.0428 | 0.0393
2022-11-07 23:45 | 0.0428 | 0.0392
2022-11-08 | 0.0428 | 0.0393
2022-11-08 00:15 | 0.0429 | 0.0394
2022-11-08 00:30 | 0.043 | 0.0395
2022-11-08 00:45 | 0.0433 | 0.0398
2022-11-08 01:00 | 0.0434 | 0.0399
2022-11-08 01:15 | 0.0434 | 0.0398
2022-11-08 01:30 | 0.0433 | 0.0398
2022-11-08 01:45 | 0.0433 | 0.0398
2022-11-08 02:00 | 0.0434 | 0.0399
2022-11-08 02:15 | 0.0436 | 0.0401
2022-11-08 02:30 | 0.0436 | 0.0401
2022-11-08 02:45 | 0.0435 | 0.0401
2022-11-08 03:00 | 0.0435 | 0.04
2022-11-08 03:15 | 0.0434 | 0.0399
2022-11-08 03:30 | 0.0434 | 0.0399
2022-11-08 03:45 | 0.0435 | 0.0401
2022-11-08 04:00 | 0.0435 | 0.0401
2022-11-08 04:15 | 0.0434 | 0.04
2022-11-08 04:30 | 0.0434 | 0.04
2022-11-08 04:45 | 0.0435 | 0.0398
2022-11-08 05:00 | 0.0429 | 0.0395
2022-11-08 05:15 | 0.0428 | 0.0393
2022-11-08 05:30 | 0.0432 | 0.0397
2022-11-08 05:45 | 0.0433 | 0.0399
2022-11-08 06:00 | 0.0431 | 0.0397
2022-11-08 06:15 | 0.0428 | 0.0394
2022-11-08 06:30 | 0.0425 | 0.0391
2022-11-08 06:45 | 0.0424 | 0.0391
2022-11-08 07:00 | 0.0421 | 0.0388
2022-11-08 07:15 | 0.0424 | 0.039
2022-11-08 07:30 | 0.0425 | 0.0392
2022-11-08 07:45 | 0.0432 | 0.0392
2022-11-08 08:00 | 0.0426 | 0.0392
2022-11-08 08:15 | 0.0426 | 0.0393
2022-11-08 08:30 | 0.0426 | 0.0391
2022-11-08 08:45 | 0.0427 | 0.0392
2022-11-08 09:00 | 0.0427 | 0.0393
2022-11-08 09:15 | 0.0424 | 0.0391
2022-11-08 09:30 | 0.0427 | 0.0393
2022-11-08 09:45 | 0.0429 | 0.0391
2022-11-08 10:00 | 0.0427 | 0.0392
2022-11-08 10:15 | 0.0429 | 0.0391
2022-11-08 10:30 | 0.0426 | 0.0393
2022-11-08 10:45 | 0.0427 | 0.0393
2022-11-08 11:00 | 0.0426 | 0.0394
2022-11-08 11:15 | 0.0426 | 0.0392
2022-11-08 11:30 | 0.0426 | 0.0394
2022-11-08 11:45 | 0.0425 | 0.0393
2022-11-08 12:00 | 0.0427 | 0.0394
2022-11-08 12:15 | 0.0414 | 0.0392
2022-11-08 12:30 | 0.0411 | 0.0395
2022-11-08 12:45 | 0.0416 | 0.0397
2022-11-08 13:00 | 0.0423 | 0.04
2022-11-08 13:15 | 0.0427 | 0.0398
2022-11-08 13:30 | 0.0432 | 0.0398
2022-11-08 13:45 | 0.0434 | 0.04
2022-11-08 14:00 | 0.0436 | 0.0403
2022-11-08 14:15 | 0.0435 | 0.04
2022-11-08 14:30 | 0.0439 | 0.0403
2022-11-08 14:45 | 0.0436 | 0.0404
2022-11-08 15:00 | 0.0435 | 0.0399
2022-11-08 15:15 | 0.0435 | 0.0401
2022-11-08 15:30 | 0.0432 | 0.0398
2022-11-08 15:45 | 0.0431 | 0.0396
2022-11-08 16:00 | 0.0431 | 0.0397
2022-11-08 16:15 | 0.0427 | 0.0392
2022-11-08 16:30 | 0.0425 | 0.0391
2022-11-08 16:45 | 0.0423 | 0.0387
2022-11-08 17:00 | 0.0419 | 0.0386
2022-11-08 17:15 | 0.0419 | 0.0385
2022-11-08 17:30 | 0.0416 | 0.0382
2022-11-08 17:45 | 0.0416 | 0.0383
2022-11-08 18:00 | 0.0418 | 0.0385
2022-11-08 18:15 | 0.042 | 0.0387
2022-11-08 18:30 | 0.0421 | 0.0386
2022-11-08 18:45 | 0.042 | 0.0386
2022-11-08 19:00 | 0.0421 | 0.0388
2022-11-08 19:15 | 0.0423 | 0.039
2022-11-08 19:30 | 0.0424 | 0.0391
2022-11-08 19:45 | 0.0427 | 0.0391
2022-11-08 20:00 | 0.0427 | 0.0393
2022-11-08 20:15 | 0.0429 | 0.0395
2022-11-08 20:30 | 0.0422 | 0.0389
2022-11-08 20:45 | 0.0421 | 0.0388
2022-11-08 21:00 | 0.0422 | 0.0389
2022-11-08 21:15 | 0.0422 | 0.0389
2022-11-08 21:30 | 0.0426 | 0.0393
2022-11-08 21:45 | 0.0428 | 0.0393
2022-11-08 22:00 | 0.0429 | 0.0394
2022-11-08 22:15 | 0.043 | 0.0395
2022-11-08 22:30 | 0.043 | 0.0395
2022-11-08 22:45 | 0.043 | 0.0397
2022-11-08 23:00 | 0.0433 | 0.0398
2022-11-08 23:15 | 0.0433 | 0.0399
2022-11-08 23:30 | 0.0436 | 0.04
2022-11-08 23:45 | 0.043 | 0.0396
2022-11-09 | 0.0427 | 0.0393
2022-11-09 00:15 | 0.0428 | 0.0394
2022-11-09 00:30 | 0.043 | 0.0395
2022-11-09 00:45 | 0.0429 | 0.0396
2022-11-09 01:00 | 0.0429 | 0.0394
2022-11-09 01:15 | 0.0428 | 0.0394
2022-11-09 01:30 | 0.043 | 0.0396
2022-11-09 01:45 | 0.0431 | 0.0398
2022-11-09 02:00 | 0.0431 | 0.0397
2022-11-09 02:15 | 0.0431 | 0.0397
2022-11-09 02:30 | 0.0431 | 0.0397
2022-11-09 02:45 | 0.0432 | 0.0398
2022-11-09 03:00 | 0.0431 | 0.0397
2022-11-09 03:15 | 0.0429 | 0.0395
2022-11-09 03:30 | 0.0431 | 0.0397
2022-11-09 03:45 | 0.0431 | 0.0397
2022-11-09 04:00 | 0.043 | 0.0397
2022-11-09 04:15 | 0.0428 | 0.0395
2022-11-09 04:30 | 0.0428 | 0.0394
2022-11-09 04:45 | 0.043 | 0.0397
2022-11-09 05:00 | 0.0429 | 0.0396
2022-11-09 05:15 | 0.0427 | 0.0393
2022-11-09 05:30 | 0.0429 | 0.0396
2022-11-09 05:45 | 0.0429 | 0.0395
2022-11-09 06:00 | 0.0424 | 0.039
2022-11-09 06:15 | 0.0426 | 0.0393
2022-11-09 06:30 | 0.0424 | 0.0393
2022-11-09 06:45 | 0.0424 | 0.0391
2022-11-09 07:00 | 0.0418 | 0.0386
2022-11-09 07:15 | 0.042 | 0.0387
2022-11-09 07:30 | 0.0423 | 0.039
2022-11-09 07:45 | 0.0424 | 0.0391
2022-11-09 08:00 | 0.0424 | 0.0392
2022-11-09 08:15 | 0.0425 | 0.0393
2022-11-09 08:30 | 0.0426 | 0.0395
2022-11-09 08:45 | 0.0424 | 0.0391
2022-11-09 09:00 | 0.0427 | 0.0394
2022-11-09 09:15 | 0.0428 | 0.0395
2022-11-09 09:30 | 0.0424 | 0.0397
2022-11-09 09:45 | 0.0429 | 0.0396
2022-11-09 10:00 | 0.0426 | 0.0394
2022-11-09 10:15 | 0.0426 | 0.0395
2022-11-09 10:30 | 0.0427 | 0.0396
2022-11-09 10:45 | 0.0429 | 0.0395
2022-11-09 11:00 | 0.0409 | 0.039
2022-11-09 11:15 | 0.0408 | 0.0391
2022-11-09 11:30 | 0.041 | 0.0394
2022-11-09 11:45 | 0.0416 | 0.0395
2022-11-09 12:00 | 0.0423 | 0.0396
2022-11-09 12:15 | 0.0429 | 0.0399
2022-11-09 12:30 | 0.0416 | 0.0397
2022-11-09 12:45 | 0.0416 | 0.0394
2022-11-09 13:00 | 0.0421 | 0.0393
2022-11-09 13:15 | 0.0422 | 0.0394
2022-11-09 13:30 | 0.0426 | 0.0395
2022-11-09 13:45 | 0.0427 | 0.0395
2022-11-09 14:00 | 0.0424 | 0.0391
2022-11-09 14:15 | 0.043 | 0.0394
2022-11-09 14:30 | 0.0423 | 0.0396
2022-11-09 14:45 | 0.0415 | 0.0394
2022-11-09 15:00 | 0.042 | 0.0393
2022-11-09 15:15 | 0.0424 | 0.0394
2022-11-09 15:30 | 0.0425 | 0.0391
2022-11-09 15:45 | 0.0422 | 0.039
2022-11-09 16:00 | 0.0424 | 0.0392
2022-11-09 16:15 | 0.0421 | 0.0389
2022-11-09 16:30 | 0.0417 | 0.0387
2022-11-09 16:45 | 0.0418 | 0.0386
2022-11-09 17:00 | 0.0417 | 0.0385
2022-11-09 17:15 | 0.0418 | 0.0387
2022-11-09 17:30 | 0.0419 | 0.0388
2022-11-09 17:45 | 0.0417 | 0.1815
2022-11-09 18:00 | 0.0419 | 1.5209
2022-11-09 18:15 | 0.0419 | 1.329
2022-11-09 18:30 | 0.042 | 1.1051
2022-11-09 18:45 | 0.0417 | 1.1043
2022-11-09 19:00 | 0.0418 | 1.1051
2022-11-09 19:15 | 0.0419 | 1.1056
2022-11-09 19:30 | 0.0419 | 1.1058
2022-11-09 19:45 | 0.0414 | 0.9955
2022-11-09 20:00 | 0.0415 | 1.1986
2022-11-09 20:15 | 0.0419 | 1.3216
2022-11-09 20:30 | 0.042 | 1.0729
2022-11-09 20:45 | 0.0422 | 1.0526
2022-11-09 21:00 | 0.0423 | 1.0546
2022-11-09 21:15 | 0.0422 | 1.0546
2022-11-09 21:30 | 0.0422 | 1.0559
2022-11-09 21:45 | 0.0422 | 1.0575
2022-11-09 22:00 | 0.0427 | 1.0601
2022-11-09 22:15 | 0.0429 | 1.061
2022-11-09 22:30 | 0.0428 | 1.0612
2022-11-09 22:45 | 0.0429 | 1.0623
2022-11-09 23:00 | 0.0428 | 1.0634
2022-11-09 23:15 | 0.0431 | 0.2748
2022-11-09 23:30 | 0.0435 | 0.0507
2022-11-09 23:45 | 0.0436 | 0.0508
2022-11-10 | 0.0432 | 1.1099
2022-11-10 00:15 | 0.0431 | 0.6458
2022-11-10 00:30 | 0.0432 | 0.0482
2022-11-10 00:45 | 0.0432 | 0.0503
2022-11-10 01:00 | 0.0431 | 0.0503
2022-11-10 01:15 | 0.0434 | 0.0507
2022-11-10 01:30 | 0.0433 | 0.0506
2022-11-10 01:45 | 0.0434 | 0.0507
2022-11-10 02:00 | 0.0433 | 0.0507
2022-11-10 02:15 | 0.0434 | 0.0509
2022-11-10 02:30 | 0.0434 | 0.0507
2022-11-10 02:45 | 0.0434 | 0.0506
2022-11-10 03:00 | 0.0433 | 0.0507
2022-11-10 03:15 | 0.0434 | 0.0509
2022-11-10 03:30 | 0.0435 | 0.0509
2022-11-10 03:45 | 0.0434 | 0.0506
2022-11-10 04:00 | 0.0432 | 0.0506
2022-11-10 04:15 | 0.0431 | 0.0505
2022-11-10 04:30 | 0.0431 | 0.0503
2022-11-10 04:45 | 0.043 | 0.0504
2022-11-10 05:00 | 0.0428 | 0.0501
2022-11-10 05:15 | 0.043 | 0.0503
2022-11-10 05:30 | 0.0431 | 0.0505
2022-11-10 05:45 | 0.0428 | 0.0501
2022-11-10 06:00 | 0.0427 | 0.05
2022-11-10 06:15 | 0.0425 | 0.0499
2022-11-10 06:30 | 0.0423 | 0.0494
2022-11-10 06:45 | 0.0421 | 0.0491
2022-11-10 07:00 | 0.0417 | 0.0489
2022-11-10 07:15 | 0.0421 | 0.0493
2022-11-10 07:30 | 0.0424 | 0.0492
2022-11-10 07:45 | 0.0423 | 0.0495
2022-11-10 08:00 | 0.0423 | 0.0496
2022-11-10 08:15 | 0.0423 | 0.0497
2022-11-10 08:30 | 0.0422 | 0.0494
2022-11-10 08:45 | 0.0422 | 0.0493
2022-11-10 09:00 | 0.0422 | 0.0495
2022-11-10 09:15 | 0.0423 | 0.0495
2022-11-10 09:30 | 0.0424 | 0.0497
2022-11-10 09:45 | 0.0425 | 0.0498
2022-11-10 10:00 | 0.0424 | 0.0498
2022-11-10 10:15 | 0.0424 | 0.4852
2022-11-10 10:30 | 0.0424 | 0.7618
2022-11-10 10:45 | 0.0426 | 0.7451
2022-11-10 11:00 | 0.0423 | 0.7524
2022-11-10 11:15 | 0.0426 | 0.6994
2022-11-10 11:30 | 0.0427 | 0.7589
2022-11-10 11:45 | 0.0424 | 0.7553
2022-11-10 12:00 | 0.0424 | 0.7595
2022-11-10 12:15 | 0.0425 | 0.7591
2022-11-10 12:30 | 0.0423 | 0.6647
2022-11-10 12:45 | 0.0423 | 0.4395
2022-11-10 13:00 | 0.0424 | 0.0163
2022-11-10 13:15 | 0.0423 | 0.0164
2022-11-10 13:30 | 0.0424 | 0.0163
2022-11-10 13:45 | 0.0428 | 0.0164
2022-11-10 14:00 | 0.0429 | 0.0164
2022-11-10 14:15 | 0.0431 | 0.0166
2022-11-10 14:30 | 0.0431 | 0.0165
2022-11-10 14:45 | 0.0429 | 0.0165
2022-11-10 15:00 | 0.0429 | 0.3066
2022-11-10 15:15 | 0.0429 | 0.7074
2022-11-10 15:30 | 0.0428 | 0.6986
2022-11-10 15:45 | 0.043 | 0.2996
2022-11-10 16:00 | 0.043 | 0.0165
2022-11-10 16:15 | 0.0425 | 0.0164
2022-11-10 16:30 | 0.0424 | 0.0164
2022-11-10 16:45 | 0.042 | 0.0275
2022-11-10 17:00 | 0.0419 | 0.049
2022-11-10 17:15 | 0.042 | 0.0491
2022-11-10 17:30 | 0.0424 | 0.0494
2022-11-10 17:45 | 0.0421 | 0.049
2022-11-10 18:00 | 0.0424 | 0.0524
2022-11-10 18:15 | 0.0424 | 0.5587
2022-11-10 18:30 | 0.0423 | 0.7005
2022-11-10 18:45 | 0.0422 | 0.6992
2022-11-10 19:00 | 0.0422 | 0.0548
2022-11-10 19:15 | 0.0422 | 0.0495
2022-11-10 19:30 | 0.0422 | 0.0493
2022-11-10 19:45 | 0.0424 | 0.0495
2022-11-10 20:00 | 0.0424 | 0.0494
2022-11-10 20:15 | 0.0422 | 0.0494
2022-11-10 20:30 | 0.0424 | 0.0494
2022-11-10 20:45 | 0.0426 | 0.0497
2022-11-10 21:00 | 0.0426 | 0.0496
2022-11-10 21:15 | 0.0424 | 0.0495
2022-11-10 21:30 | 0.0426 | 0.0497
2022-11-10 21:45 | 0.0427 | 0.0496
2022-11-10 22:00 | 0.0426 | 0.6824
2022-11-10 22:15 | 0.0426 | 0.7505
2022-11-10 22:30 | 0.0428 | 0.7571
2022-11-10 22:45 | 0.043 | 0.0887
2022-11-10 23:00 | 0.043 | 0.0503
2022-11-10 23:15 | 0.0431 | 0.0505
2022-11-10 23:30 | 0.0434 | 0.0507
2022-11-10 23:45 | 0.0434 | 0.0506
2022-11-11 | 0.0435 | 0.0507
2022-11-11 00:15 | 0.0435 | 0.0509
2022-11-11 00:30 | 0.0433 | 0.0507
2022-11-11 00:45 | 0.0432 | 0.0505
2022-11-11 01:00 | 0.0432 | 0.0504
2022-11-11 01:15 | 0.0433 | 0.0507
2022-11-11 01:30 | 0.0432 | 0.0505
2022-11-11 01:45 | 0.0432 | 0.0504
2022-11-11 02:00 | 0.0434 | 0.0508
2022-11-11 02:15 | 0.0435 | 0.0509
2022-11-11 02:30 | 0.0435 | 0.051
2022-11-11 02:45 | 0.0435 | 0.0507
2022-11-11 03:00 | 0.0434 | 0.0507
2022-11-11 03:15 | 0.0434 | 0.0508
2022-11-11 03:30 | 0.0433 | 0.0508
2022-11-11 03:45 | 0.0432 | 0.0506
2022-11-11 04:00 | 0.0433 | 0.0507
2022-11-11 04:15 | 0.0433 | 0.0507
2022-11-11 04:30 | 0.0433 | 0.0507
2022-11-11 04:45 | 0.0433 | 0.0506
2022-11-11 05:00 | 0.0432 | 0.0504
2022-11-11 05:15 | 0.043 | 0.0505
2022-11-11 05:30 | 0.043 | 0.0502
2022-11-11 05:45 | 0.0424 | 0.0496
2022-11-11 06:00 | 0.0423 | 0.0496
2022-11-11 06:15 | 0.0423 | 0.0495
2022-11-11 06:30 | 0.0421 | 0.05
2022-11-11 06:45 | 0.0422 | 0.0494
2022-11-11 07:00 | 0.042 | 0.0491
2022-11-11 07:15 | 0.042 | 0.0493
2022-11-11 07:30 | 0.0421 | 0.0492
2022-11-11 07:45 | 0.0423 | 0.0494
2022-11-11 08:00 | 0.0427 | 0.05
2022-11-11 08:15 | 0.0426 | 0.0499
2022-11-11 08:30 | 0.0427 | 0.05
2022-11-11 08:45 | 0.0428 | 0.05
2022-11-11 09:00 | 0.0428 | 0.0499
2022-11-11 09:15 | 0.0427 | 0.0504
2022-11-11 09:30 | 0.0426 | 0.0501
2022-11-11 09:45 | 0.0423 | 0.0495
2022-11-11 10:00 | 0.0423 | 0.0497
2022-11-11 10:15 | 0.0422 | 0.4198
2022-11-11 10:30 | 0.042 | 0.7051
2022-11-11 10:45 | 0.0422 | 0.6976
2022-11-11 11:00 | 0.0427 | 0.255
2022-11-11 11:15 | 0.0424 | 0.0109
2022-11-11 11:30 | 0.0425 | 0.0107
2022-11-11 11:45 | 0.0413 | 0.0104
2022-11-11 12:00 | 0.0408 | 0.011
2022-11-11 12:15 | 0.0244 | 0.0111
2022-11-11 12:30 | 0.0003 | 0.0099
2022-11-11 12:45 | 0.0008 | 0.0102
2022-11-11 13:00 | 0.0014 | 0.0109
2022-11-11 13:15 | 0.0028 | 0.0111
2022-11-11 13:30 | 0.0011 | 0.0118
2022-11-11 13:45 | 0 | 0.011
2022-11-11 14:00 | 0 | 0.0112
2022-11-11 14:15 | 0.0005 | 0.0109
2022-11-11 14:30 | 0.0007 | 0.0104
2022-11-11 14:45 | 0.0004 | 0.0107
2022-11-11 15:00 | 0.0001 | 0.0112
2022-11-11 15:15 | 0.0006 | 0.0111
2022-11-11 15:30 | 0.0011 | 0.0111
2022-11-11 15:45 | 0.0016 | 0.011
2022-11-11 16:00 | 0.0011 | 0.0106
2022-11-11 16:15 | 0 | 0.0103
2022-11-11 16:30 | 0 | 0.0106
2022-11-11 16:45 | 0.0005 | 0.0108
2022-11-11 17:00 | 0.0009 | 0.0112
2022-11-11 17:15 | 0.0017 | 0.0109
2022-11-11 17:30 | 0.0015 | 0.0101
2022-11-11 17:45 | 0.0023 | 0.0106
2022-11-11 18:00 | 0.0016 | 0.011
2022-11-11 18:15 | 0.0013 | 0.0106
2022-11-11 18:30 | 0.0015 | 0.0106
2022-11-11 18:45 | 0.0015 | 0.0107
2022-11-11 19:00 | 0.0019 | 0.011
2022-11-11 19:15 | 0.0226 | 0.0335
2022-11-11 19:30 | 0.042 | 0.046
2022-11-11 19:45 | 0.0421 | 0.0462
2022-11-11 20:00 | 0.0421 | 0.0463
2022-11-11 20:15 | 0.0425 | 0.0465
2022-11-11 20:30 | 0.0427 | 0.0467
2022-11-11 20:45 | 0.0425 | 0.0463
2022-11-11 21:00 | 0.0423 | 0.0462
2022-11-11 21:15 | 0.0424 | 0.0464
2022-11-11 21:30 | 0.0424 | 0.0463
2022-11-11 21:45 | 0.0425 | 0.0464
2022-11-11 22:00 | 0.0424 | 0.0465
2022-11-11 22:15 | 0.0427 | 0.0469
2022-11-11 22:30 | 0.0143 | 0.022
2022-11-11 22:45 | 0.0026 | 0.0105
2022-11-11 23:00 | 0.0022 | 0.0107
2022-11-11 23:15 | 0.0024 | 0.011
2022-11-11 23:30 | 0.0028 | 0.0112
2022-11-11 23:45 | 0.0027 | 0.0112
2022-11-12 | 0.0028 | 0.0113
2022-11-12 00:15 | 0.0029 | 0.011
2022-11-12 00:30 | 0.0027 | 0.0109
2022-11-12 00:45 | 0.0021 | 0.0105
2022-11-12 01:00 | 0.002 | 0.0109
2022-11-12 01:15 | 0.0022 | 0.0112
2022-11-12 01:30 | 0.0023 | 0.0109
2022-11-12 01:45 | 0.0023 | 0.0109
2022-11-12 02:00 | 0.002 | 0.0102
2022-11-12 02:15 | 0.0026 | 0.0111
2022-11-12 02:30 | 0.0024 | 0.0121
2022-11-12 02:45 | 0.0022 | 0.0111
2022-11-12 03:00 | 0.0025 | 0.0107
2022-11-12 03:15 | 0.0026 | 0.0113
2022-11-12 03:30 | 0.0025 | 0.011
2022-11-12 03:45 | 0.0025 | 0.0105
2022-11-12 04:00 | 0.002 | 0.0106
2022-11-12 04:15 | 0.0022 | 0.0111
2022-11-12 04:30 | 0.0037 | 0.011
2022-11-12 04:45 | 0.0035 | 0.011
2022-11-12 05:00 | 0.0025 | 0.0106
2022-11-12 05:15 | 0.0024 | 0.011
2022-11-12 05:30 | 0.0026 | 0.0105
2022-11-12 05:45 | 0.0026 | 0.0106
2022-11-12 06:00 | 0.0023 | 0.0106
2022-11-12 06:15 | 0.0021 | 0.0111
2022-11-12 06:30 | 0.0024 | 0.0109
2022-11-12 06:45 | 0.0019 | 0.0103
2022-11-12 07:00 | 0.0017 | 0.0101
2022-11-12 07:15 | 0.0017 | 0.0113
2022-11-12 07:30 | 0.0016 | 0.0105
2022-11-12 07:45 | 0.0018 | 0.0102
2022-11-12 08:00 | 0.002 | 0.0108
2022-11-12 08:15 | 0.0051 | 0.0111
2022-11-12 08:30 | 0.005 | 0.0108
2022-11-12 08:45 | 0.0046 | 0.0101
2022-11-12 09:00 | 0.0046 | 0.0111
2022-11-12 09:15 | 0.0034 | 0.0116
2022-11-12 09:30 | 0.0031 | 0.0111
2022-11-12 09:45 | 0.0028 | 0.0111
2022-11-12 10:00 | 0.0045 | 0.0112
2022-11-12 10:15 | 0.0043 | 0.0111
2022-11-12 10:30 | 0.0051 | 0.0102
2022-11-12 10:45 | 0.0048 | 0.0107
2022-11-12 11:00 | 0.0031 | 0.0113
2022-11-12 11:15 | 0.0026 | 0.0113
2022-11-12 11:30 | 0.0025 | 0.0109
2022-11-12 11:45 | 0.0027 | 0.0115
2022-11-12 12:00 | 0.0027 | 0.0111
2022-11-12 12:15 | 0.0024 | 0.0112
2022-11-12 12:30 | 0.0023 | 0.0109
2022-11-12 12:45 | 0.0024 | 0.0111
2022-11-12 13:00 | 0.0029 | 0.0111
2022-11-12 13:15 | 0.0031 | 0.0121
2022-11-12 13:30 | 0.0036 | 0.0113
2022-11-12 13:45 | 0.0036 | 0.0112
2022-11-12 14:00 | 0.0046 | 0.0115
2022-11-12 14:15 | 0.0039 | 0.0109
2022-11-12 14:30 | 0.0032 | 0.012
2022-11-12 14:45 | 0.0038 | 0.0113
2022-11-12 15:00 | 0.0039 | 0.011
2022-11-12 15:15 | 0.004 | 0.0117
2022-11-12 15:30 | 0.0052 | 0.0112
2022-11-12 15:45 | 0.008 | 0.0107
2022-11-12 16:00 | 0.0104 | 0.01
2022-11-12 16:15 | 0.0423 | 0.0406
2022-11-12 16:30 | 0.0422 | 0.0458
2022-11-12 16:45 | 0.0422 | 0.046
2022-11-12 17:00 | 0.0422 | 0.0459
2022-11-12 17:15 | 0.0425 | 0.0463
2022-11-12 17:30 | 0.0427 | 0.0463
2022-11-12 17:45 | 0.0434 | 0.0463
2022-11-12 18:00 | 0.0434 | 0.0465
2022-11-12 18:15 | 0.0433 | 0.0467
2022-11-12 18:30 | 0.0427 | 0.0464
2022-11-12 18:45 | 0.0421 | 0.0458
2022-11-12 19:00 | 0.0423 | 0.0461
2022-11-12 19:15 | 0.0419 | 0.0458
2022-11-12 19:30 | 0.0419 | 0.0458
2022-11-12 19:45 | 0.042 | 0.0457
2022-11-12 20:00 | 0.0422 | 0.0462
2022-11-12 20:15 | 0.0423 | 0.0462
2022-11-12 20:30 | 0.0424 | 0.0464
2022-11-12 20:45 | 0.0425 | 0.0462
2022-11-12 21:00 | 0.0425 | 0.0463
2022-11-12 21:15 | 0.0427 | 0.0467
2022-11-12 21:30 | 0.0427 | 0.0467
2022-11-12 21:45 | 0.0427 | 0.0464
2022-11-12 22:00 | 0.0429 | 0.0468
2022-11-12 22:15 | 0.043 | 0.0471
2022-11-12 22:30 | 0.0431 | 0.0471
2022-11-12 22:45 | 0.0429 | 0.0467
2022-11-12 23:00 | 0.0433 | 0.0471
2022-11-12 23:15 | 0.0432 | 0.0473
2022-11-12 23:30 | 0.0435 | 0.0475
2022-11-12 23:45 | 0.0435 | 0.0475
2022-11-13 | 0.0432 | 0.0472
2022-11-13 00:15 | 0.0433 | 0.0472
2022-11-13 00:30 | 0.0432 | 0.0471
2022-11-13 00:45 | 0.0432 | 0.0472
2022-11-13 01:00 | 0.0433 | 0.0474
2022-11-13 01:15 | 0.0435 | 0.0475
2022-11-13 01:30 | 0.0436 | 0.0476
2022-11-13 01:45 | 0.0435 | 0.0475
2022-11-13 02:00 | 0.0435 | 0.0476
2022-11-13 02:15 | 0.0434 | 0.0474
2022-11-13 02:30 | 0.0435 | 0.0476
2022-11-13 02:45 | 0.0435 | 0.0477
2022-11-13 03:00 | 0.0435 | 0.0475
2022-11-13 03:15 | 0.0435 | 0.0476
2022-11-13 03:30 | 0.0436 | 0.0476
2022-11-13 03:45 | 0.0437 | 0.0477
2022-11-13 04:00 | 0.0436 | 0.0476
2022-11-13 04:15 | 0.0436 | 0.0476
2022-11-13 04:30 | 0.0435 | 0.0476
2022-11-13 04:45 | 0.0437 | 0.0477
2022-11-13 05:00 | 0.0437 | 0.0476
2022-11-13 05:15 | 0.0435 | 0.0476
2022-11-13 05:30 | 0.0435 | 0.0475
2022-11-13 05:45 | 0.0436 | 0.0474
2022-11-13 06:00 | 0.0434 | 0.0472
2022-11-13 06:15 | 0.0433 | 0.0473
2022-11-13 06:30 | 0.0432 | 0.0473
2022-11-13 06:45 | 0.0431 | 0.0472
2022-11-13 07:00 | 0.043 | 0.0472
2022-11-13 07:15 | 0.0429 | 0.0469
2022-11-13 07:30 | 0.0424 | 0.0465
2022-11-13 07:45 | 0.0426 | 0.0467
2022-11-13 08:00 | 0.0427 | 0.0465
2022-11-13 08:15 | 0.0424 | 0.0464
2022-11-13 08:30 | 0.0422 | 0.0468
2022-11-13 08:45 | 0.0421 | 0.0461
2022-11-13 09:00 | 0.0422 | 0.0461
2022-11-13 09:15 | 0.0422 | 0.0462
2022-11-13 09:30 | 0.0424 | 0.0464
2022-11-13 09:45 | 0.0425 | 0.0465
2022-11-13 10:00 | 0.0423 | 0.0463
2022-11-13 10:15 | 0.0421 | 0.0461
2022-11-13 10:30 | 0.0418 | 0.0456
2022-11-13 10:45 | 0.0419 | 0.0458
2022-11-13 11:00 | 0.0422 | 0.046
2022-11-13 11:15 | 0.0423 | 0.0462
2022-11-13 11:30 | 0.042 | 0.0459
2022-11-13 11:45 | 0.0421 | 0.0458
2022-11-13 12:00 | 0.0422 | 0.0461
2022-11-13 12:15 | 0.0417 | 0.0457
2022-11-13 12:30 | 0.0414 | 0.0452
2022-11-13 12:45 | 0.0417 | 0.0453
2022-11-13 13:00 | 0.0419 | 0.0457
2022-11-13 13:15 | 0.0422 | 0.0462
2022-11-13 13:30 | 0.0422 | 0.046
2022-11-13 13:45 | 0.0427 | 0.0461
2022-11-13 14:00 | 0.0424 | 0.046
2022-11-13 14:15 | 0.0426 | 0.0462
2022-11-13 14:30 | 0.0419 | 0.0458
2022-11-13 14:45 | 0.0421 | 0.0458
2022-11-13 15:00 | 0.0423 | 0.0461
2022-11-13 15:15 | 0.0422 | 0.0461
2022-11-13 15:30 | 0.0419 | 0.0458
2022-11-13 15:45 | 0.0417 | 0.0454
2022-11-13 16:00 | 0.0419 | 0.0458
2022-11-13 16:15 | 0.0414 | 0.0453
2022-11-13 16:30 | 0.0412 | 0.045
2022-11-13 16:45 | 0.0415 | 0.045
2022-11-13 17:00 | 0.0417 | 0.0451
2022-11-13 17:15 | 0.0414 | 0.0452
2022-11-13 17:30 | 0.0412 | 0.0451
2022-11-13 17:45 | 0.0413 | 0.0451
2022-11-13 18:00 | 0.0415 | 0.0452
2022-11-13 18:15 | 0.0417 | 0.0455
2022-11-13 18:30 | 0.0415 | 0.0453
2022-11-13 18:45 | 0.0416 | 0.0455
2022-11-13 19:00 | 0.0419 | 0.0458
2022-11-13 19:15 | 0.0417 | 0.0455
2022-11-13 19:30 | 0.0418 | 0.0457
2022-11-13 19:45 | 0.0417 | 0.0456
2022-11-13 20:00 | 0.042 | 0.0458
2022-11-13 20:15 | 0.0422 | 0.0461
2022-11-13 20:30 | 0.0419 | 0.0459
2022-11-13 20:45 | 0.0418 | 0.0456
2022-11-13 21:00 | 0.0419 | 0.0457
2022-11-13 21:15 | 0.0424 | 0.0463
2022-11-13 21:30 | 0.0427 | 0.0466
2022-11-13 21:45 | 0.0428 | 0.0466
2022-11-13 22:00 | 0.0426 | 0.0465
2022-11-13 22:15 | 0.0423 | 0.0461
2022-11-13 22:30 | 0.0425 | 0.0463
2022-11-13 22:45 | 0.0427 | 0.0466
2022-11-13 23:00 | 0.0428 | 0.0468
2022-11-13 23:15 | 0.0433 | 0.0474
2022-11-13 23:30 | 0.0435 | 0.0476
2022-11-13 23:45 | 0.0432 | 0.0473
2022-11-14 | 0.0429 | 0.047
2022-11-14 00:15 | 0.0429 | 0.047
2022-11-14 00:30 | 0.0429 | 0.0471
2022-11-14 00:45 | 0.043 | 0.047
2022-11-14 01:00 | 0.0431 | 0.0473
2022-11-14 01:15 | 0.0433 | 0.0475
2022-11-14 01:30 | 0.0434 | 0.0475
2022-11-14 01:45 | 0.0433 | 0.0473
2022-11-14 02:00 | 0.0427 | 0.0469
2022-11-14 02:15 | 0.0428 | 0.047
2022-11-14 02:30 | 0.0427 | 0.0467
2022-11-14 02:45 | 0.0427 | 0.0467
2022-11-14 03:00 | 0.0427 | 0.0468
2022-11-14 03:15 | 0.0426 | 0.0468
2022-11-14 03:30 | 0.0427 | 0.0468
2022-11-14 03:45 | 0.0426 | 0.0465
2022-11-14 04:00 | 0.0424 | 0.0471
2022-11-14 04:15 | 0.0424 | 0.0466
2022-11-14 04:30 | 0.0429 | 0.0471
2022-11-14 04:45 | 0.0429 | 0.047
2022-11-14 05:00 | 0.0422 | 0.0462
2022-11-14 05:15 | 0.0425 | 0.0466
2022-11-14 05:30 | 0.0424 | 0.0466
2022-11-14 05:45 | 0.0425 | 0.0465
2022-11-14 06:00 | 0.0422 | 0.0463
2022-11-14 06:15 | 0.042 | 0.0463
2022-11-14 06:30 | 0.0421 | 0.0458
2022-11-14 06:45 | 0.0421 | 0.0461
2022-11-14 07:00 | 0.0421 | 0.0462
2022-11-14 07:15 | 0.0422 | 0.0464
2022-11-14 07:30 | 0.0422 | 0.0461
2022-11-14 07:45 | 0.0426 | 0.0464
2022-11-14 08:00 | 0.0426 | 0.0468
2022-11-14 08:15 | 0.0426 | 0.0467
2022-11-14 08:30 | 0.0428 | 0.0469
2022-11-14 08:45 | 0.0426 | 0.0466
2022-11-14 09:00 | 0.0427 | 0.0468
2022-11-14 09:15 | 0.0426 | 0.0469
2022-11-14 09:30 | 0.0425 | 0.0468
2022-11-14 09:45 | 0.043 | 0.0472
2022-11-14 10:00 | 0.0429 | 0.0476
2022-11-14 10:15 | 0.043 | 0.0473
2022-11-14 10:30 | 0.0431 | 0.0474
2022-11-14 10:45 | 0.043 | 0.0473
2022-11-14 11:00 | 0.0428 | 0.0471
2022-11-14 11:15 | 0.0428 | 0.0471
2022-11-14 11:30 | 0.0428 | 0.047
2022-11-14 11:45 | 0.0428 | 0.0471
2022-11-14 12:00 | 0.0424 | 0.0467
2022-11-14 12:15 | 0.0427 | 0.047
2022-11-14 12:30 | 0.0428 | 0.047
2022-11-14 12:45 | 0.0428 | 0.0472
2022-11-14 13:00 | 0.0428 | 0.0471
2022-11-14 13:15 | 0.043 | 0.047
2022-11-14 13:30 | 0.0428 | 0.0467
2022-11-14 13:45 | 0.0426 | 0.0468
2022-11-14 14:00 | 0.0429 | 0.0473
2022-11-14 14:15 | 0.043 | 0.0474
2022-11-14 14:30 | 0.0428 | 0.0471
2022-11-14 14:45 | 0.0431 | 0.0474
2022-11-14 15:00 | 0.0425 | 0.0467
2022-11-14 15:15 | 0.0423 | 0.047
2022-11-14 15:30 | 0.0423 | 0.0464
2022-11-14 15:45 | 0.0423 | 0.0464
2022-11-14 16:00 | 0.0422 | 0.0464
2022-11-14 16:15 | 0.042 | 0.0462
2022-11-14 16:30 | 0.0419 | 0.046
2022-11-14 16:45 | 0.0419 | 0.0461
2022-11-14 17:00 | 0.0417 | 0.0458
2022-11-14 17:15 | 0.0417 | 0.0459
2022-11-14 17:30 | 0.0417 | 0.0457
2022-11-14 17:45 | 0.0417 | 0.0458
2022-11-14 18:00 | 0.0418 | 0.0459
2022-11-14 18:15 | 0.0417 | 0.0458
2022-11-14 18:30 | 0.0421 | 0.0459
2022-11-14 18:45 | 0.0418 | 0.0461
2022-11-14 19:00 | 0.0417 | 0.0459
2022-11-14 19:15 | 0.042 | 0.0463
2022-11-14 19:30 | 0.0415 | 0.0456
2022-11-14 19:45 | 0.0415 | 0.046
2022-11-14 20:00 | 0.0414 | 0.0458
2022-11-14 20:15 | 0.0416 | 0.0459
2022-11-14 20:30 | 0.0416 | 0.0457
2022-11-14 20:45 | 0.0419 | 0.0461
2022-11-14 21:00 | 0.0417 | 0.0458
2022-11-14 21:15 | 0.0418 | 0.0459
2022-11-14 21:30 | 0.0419 | 0.0458
2022-11-14 21:45 | 0.0419 | 0.0459
2022-11-14 22:00 | 0.0422 | 0.0464
2022-11-14 22:15 | 0.0425 | 0.0467
2022-11-14 22:30 | 0.0428 | 0.0468
2022-11-14 22:45 | 0.0427 | 0.0469
2022-11-14 23:00 | 0.0427 | 0.0471
2022-11-14 23:15 | 0.0424 | 0.0466
2022-11-14 23:30 | 0.0429 | 0.0471
2022-11-14 23:45 | 0.043 | 0.0472
2022-11-15 | 0.0429 | 0.0474
2022-11-15 00:15 | 0.043 | 0.0473
2022-11-15 00:30 | 0.0432 | 0.0475
2022-11-15 00:45 | 0.0431 | 0.0476
2022-11-15 01:00 | 0.043 | 0.0475
2022-11-15 01:15 | 0.0432 | 0.0476
2022-11-15 01:30 | 0.0433 | 0.0476
2022-11-15 01:45 | 0.0433 | 0.0477
2022-11-15 02:00 | 0.0433 | 0.0478
2022-11-15 02:15 | 0.0434 | 0.0478
2022-11-15 02:30 | 0.0435 | 0.0478
2022-11-15 02:45 | 0.0435 | 0.048
2022-11-15 03:00 | 0.0434 | 0.0479
2022-11-15 03:15 | 0.0431 | 0.0475
2022-11-15 03:30 | 0.0432 | 0.0481
2022-11-15 03:45 | 0.0434 | 0.0478
2022-11-15 04:00 | 0.0432 | 0.0477
2022-11-15 04:15 | 0.0432 | 0.0476
2022-11-15 04:30 | 0.0432 | 0.0474
2022-11-15 04:45 | 0.0429 | 0.0474
2022-11-15 05:00 | 0.0428 | 0.0473
2022-11-15 05:15 | 0.0433 | 0.0476
2022-11-15 05:30 | 0.043 | 0.047
2022-11-15 05:45 | 0.0427 | 0.0471
2022-11-15 06:00 | 0.0428 | 0.0471
2022-11-15 06:15 | 0.0426 | 0.0469
2022-11-15 06:30 | 0.0422 | 0.0465
2022-11-15 06:45 | 0.0422 | 0.0465
2022-11-15 07:00 | 0.1951 | 0.0462
2022-11-15 07:15 | 2.6191 | 0.0459
2022-11-15 07:30 | 2.5647 | 0.0457
2022-11-15 07:45 | 2.1208 | 0.0459
2022-11-15 08:00 | 2.0069 | 0.0462
2022-11-15 08:15 | 1.9506 | 0.0468
2022-11-15 08:30 | 1.8582 | 0.047
2022-11-15 08:45 | 1.783 | 0.0471
2022-11-15 09:00 | 1.7252 | 0.0469
2022-11-15 09:15 | 1.5292 | 0.0459
2022-11-15 09:30 | 1.8607 | 0.0465
2022-11-15 09:45 | 1.1294 | 0.0466
2022-11-15 10:00 | 2.0104 | 0.0468
2022-11-15 10:15 | 1.6945 | 0.0469
2022-11-15 10:30 | 1.4647 | 0.0471
2022-11-15 10:45 | 0.1674 | 0.0476
2022-11-15 11:00 | 0.0465 | 0.0473
2022-11-15 11:15 | 0.0453 | 0.0474
2022-11-15 11:30 | 0.0445 | 0.0472
2022-11-15 11:45 | 0.0443 | 0.0471
2022-11-15 12:00 | 0.0447 | 0.0471
2022-11-15 12:15 | 0.0449 | 0.0469
2022-11-15 12:30 | 0.0458 | 0.0472
2022-11-15 12:45 | 0.0454 | 0.0473
2022-11-15 13:00 | 0.0449 | 0.047
2022-11-15 13:15 | 0.0447 | 0.0471
2022-11-15 13:30 | 0.0449 | 0.047
2022-11-15 13:45 | 0.0454 | 0.0469
2022-11-15 14:00 | 0.0459 | 0.0469
2022-11-15 14:15 | 0.0458 | 0.0467
2022-11-15 14:30 | 0.0456 | 0.0467
2022-11-15 14:45 | 0.0452 | 0.0462
2022-11-15 15:00 | 0.0451 | 0.0461
2022-11-15 15:15 | 0.0451 | 0.0461
2022-11-15 15:30 | 0.045 | 0.046
2022-11-15 15:45 | 0.0451 | 0.0462
2022-11-15 16:00 | 0.0449 | 0.3368
2022-11-15 16:15 | 0.0447 | 1.9946
2022-11-15 16:30 | 0.0452 | 1.6442
2022-11-15 16:45 | 0.0452 | 1.4821
2022-11-15 17:00 | 0.0447 | 1.4845
2022-11-15 17:15 | 0.045 | 1.487
2022-11-15 17:30 | 0.0452 | 1.4867
2022-11-15 17:45 | 0.0451 | 1.0941
2022-11-15 18:00 | 0.0447 | 1.7295
2022-11-15 18:15 | 0.0441 | 1.6
2022-11-15 18:30 | 0.0439 | 1.5073
2022-11-15 18:45 | 0.0441 | 0.9592
2022-11-15 19:00 | 0.0444 | 0.0409
2022-11-15 19:15 | 0.0443 | 0.0483
2022-11-15 19:30 | 0.0444 | 0.0484
2022-11-15 19:45 | 0.0443 | 0.3475
2022-11-15 20:00 | 0.044 | 1.6458
2022-11-15 20:15 | 0.0446 | 1.4222
2022-11-15 20:30 | 0.0449 | 0.0319
2022-11-15 20:45 | 0.045 | 0.0489
2022-11-15 21:00 | 0.0451 | 0.0492
2022-11-15 21:15 | 0.045 | 0.0492
2022-11-15 21:30 | 0.0448 | 0.0486
2022-11-15 21:45 | 0.0447 | 0.4781
2022-11-15 22:00 | 0.045 | 1.8804
2022-11-15 22:15 | 0.0454 | 1.4186
2022-11-15 22:30 | 0.0458 | 0.0652
2022-11-15 22:45 | 0.0456 | 0.0496
2022-11-15 23:00 | 0.0457 | 0.0497
2022-11-15 23:15 | 0.0457 | 0.0498
2022-11-15 23:30 | 0.0457 | 0.4106
2022-11-15 23:45 | 0.0456 | 2.0996
2022-11-16 | 0.046 | 0.842
2022-11-16 00:15 | 0.0461 | 0.0492
2022-11-16 00:30 | 0.0462 | 0.0504
2022-11-16 00:45 | 0.0464 | 0.0505
2022-11-16 01:00 | 0.0465 | 0.0507
2022-11-16 01:15 | 0.0465 | 0.0508
2022-11-16 01:30 | 0.0466 | 0.0508
2022-11-16 01:45 | 0.0467 | 0.0508
2022-11-16 02:00 | 0.0463 | 0.0504
2022-11-16 02:15 | 0.0463 | 0.0505
2022-11-16 02:30 | 0.0465 | 0.0506
2022-11-16 02:45 | 0.0464 | 0.0507
2022-11-16 03:00 | 0.0462 | 0.0505
2022-11-16 03:15 | 0.0459 | 0.0501
2022-11-16 03:30 | 0.046 | 0.0502
2022-11-16 03:45 | 0.0461 | 0.0503
2022-11-16 04:00 | 0.046 | 0.9562
2022-11-16 04:15 | 0.0457 | 1.7258
2022-11-16 04:30 | 0.0458 | 0.0316
2022-11-16 04:45 | 0.0457 | 0.0498
2022-11-16 05:00 | 0.0455 | 0.0496
2022-11-16 05:15 | 0.0453 | 0.0495
2022-11-16 05:30 | 0.0454 | 0.0495
2022-11-16 05:45 | 0.0454 | 0.0496
2022-11-16 06:00 | 1.2214 | 0.0491
2022-11-16 06:15 | 0.9922 | 0.3545
2022-11-16 06:30 | 0.9389 | 0.9371
2022-11-16 06:45 | 0.9794 | 0.7253
2022-11-16 07:00 | 0.8846 | 0.0399
2022-11-16 07:15 | 0.9148 | 0.0493
2022-11-16 07:30 | 0.9171 | 0.0498
2022-11-16 07:45 | 0.8115 | 0.0499
2022-11-16 08:00 | 0.8915 | 0.4122
2022-11-16 08:15 | 0.8864 | 0.8531
2022-11-16 08:30 | 0.8779 | 0.035
2022-11-16 08:45 | 0.81 | 0.0494
2022-11-16 09:00 | 0.8158 | 0.0495
2022-11-16 09:15 | 0.8086 | 0.0498
2022-11-16 09:30 | 0.8226 | 0.05
2022-11-16 09:45 | 0.7725 | 0.0496
2022-11-16 10:00 | 0.7571 | 0.0495
2022-11-16 10:15 | 0.7253 | 0.5322
2022-11-16 10:30 | 0.7508 | 0.8186
2022-11-16 10:45 | 0.7802 | 0.7983
2022-11-16 11:00 | 0.1175 | 0.7911
2022-11-16 11:15 | 0.0459 | 0.793
2022-11-16 11:30 | 0.0459 | 0.7943
2022-11-16 11:45 | 0.0456 | 0.797
2022-11-16 12:00 | 0.0456 | 0.8007
2022-11-16 12:15 | 0.0456 | 0.8061
2022-11-16 12:30 | 0.0456 | 0.7375
2022-11-16 12:45 | 0.0457 | 0.8245
2022-11-16 13:00 | 0.0457 | 0.813
2022-11-16 13:15 | 0.0462 | 0.8032
2022-11-16 13:30 | 0.046 | 0.8042
2022-11-16 13:45 | 0.0462 | 0.8054
2022-11-16 14:00 | 0.0463 | 0.8045
2022-11-16 14:15 | 0.0461 | 0.803
2022-11-16 14:30 | 0.0461 | 0.8047
2022-11-16 14:45 | 0.0459 | 0.8366
2022-11-16 15:00 | 0.0464 | 0.8843
2022-11-16 15:15 | 0.0464 | 0.8998
2022-11-16 15:30 | 0.0462 | 0.5481
2022-11-16 15:45 | 0.0459 | 0.0486
2022-11-16 16:00 | 0.0458 | 0.05
2022-11-16 16:15 | 0.0458 | 0.0499
2022-11-16 16:30 | 0.0455 | 0.0494
2022-11-16 16:45 | 0.0451 | 0.0491
2022-11-16 17:00 | 0.0448 | 0.0489
2022-11-16 17:15 | 0.0445 | 0.0485
2022-11-16 17:30 | 0.0442 | 0.0477
2022-11-16 17:45 | 0.0438 | 0.0478
2022-11-16 18:00 | 0.0445 | 0.0483
2022-11-16 18:15 | 0.0445 | 0.0484
2022-11-16 18:30 | 0.0449 | 0.0488
2022-11-16 18:45 | 0.0446 | 0.0486
2022-11-16 19:00 | 0.0448 | 0.0487
2022-11-16 19:15 | 0.0446 | 0.0486
2022-11-16 19:30 | 0.0449 | 0.0488
2022-11-16 19:45 | 0.045 | 0.0489
2022-11-16 20:00 | 0.0451 | 0.0492
2022-11-16 20:15 | 0.0451 | 0.0492
2022-11-16 20:30 | 0.045 | 0.0488
2022-11-16 20:45 | 0.0452 | 0.0489
2022-11-16 21:00 | 0.0453 | 0.0489
2022-11-16 21:15 | 0.0454 | 0.049
2022-11-16 21:30 | 0.0455 | 0.0488
2022-11-16 21:45 | 0.0453 | 0.0491
2022-11-16 22:00 | 0.0449 | 0.0489
2022-11-16 22:15 | 0.0449 | 0.0489
2022-11-16 22:30 | 0.0454 | 0.0494
2022-11-16 22:45 | 0.0455 | 0.0495
2022-11-16 23:00 | 0.0457 | 0.0499
2022-11-16 23:15 | 0.046 | 0.0502
2022-11-16 23:30 | 0.0464 | 0.0505
2022-11-16 23:45 | 0.0463 | 0.0505
2022-11-17 | 0.0464 | 0.0507
2022-11-17 00:15 | 0.0467 | 0.0509
2022-11-17 00:30 | 0.0465 | 0.0506
2022-11-17 00:45 | 0.0464 | 0.0507
2022-11-17 01:00 | 0.0463 | 0.0505
2022-11-17 01:15 | 0.0465 | 0.0508
2022-11-17 01:30 | 0.0466 | 0.0508
2022-11-17 01:45 | 0.0465 | 0.0508
2022-11-17 02:00 | 0.0464 | 0.0506
2022-11-17 02:15 | 0.0464 | 0.0506
2022-11-17 02:30 | 0.0463 | 0.0505
2022-11-17 02:45 | 0.0465 | 0.0506
2022-11-17 03:00 | 0.0464 | 0.0506
2022-11-17 03:15 | 0.0464 | 0.0506
2022-11-17 03:30 | 0.0464 | 0.0505
2022-11-17 03:45 | 0.0463 | 0.0505
2022-11-17 04:00 | 0.0462 | 0.0504
2022-11-17 04:15 | 0.046 | 0.05
2022-11-17 04:30 | 0.046 | 0.0502
2022-11-17 04:45 | 0.0459 | 0.0501
2022-11-17 05:00 | 0.046 | 0.0504
2022-11-17 05:15 | 0.0465 | 0.0507
2022-11-17 05:30 | 0.0462 | 0.0504
2022-11-17 05:45 | 0.0459 | 0.0501
2022-11-17 06:00 | 1.9259 | 0.0498
2022-11-17 06:15 | 1.8135 | 0.0503
2022-11-17 06:30 | 1.7747 | 0.0499
2022-11-17 06:45 | 1.7493 | 0.0498
2022-11-17 07:00 | 1.6168 | 0.0494
2022-11-17 07:15 | 1.636 | 0.0497
2022-11-17 07:30 | 1.6724 | 0.049
2022-11-17 07:45 | 1.5418 | 0.0486
2022-11-17 08:00 | 1.0478 | 0.0491
2022-11-17 08:15 | 2.0589 | 0.0494
2022-11-17 08:30 | 1.2561 | 0.0495
2022-11-17 08:45 | 1.1908 | 0.0496
2022-11-17 09:00 | 1.2635 | 0.0498
2022-11-17 09:15 | 0.2733 | 0.0498
2022-11-17 09:30 | 0.0454 | 0.0494
2022-11-17 09:45 | 0.0428 | 0.0466
2022-11-17 10:00 | 0.0437 | 0.0477
2022-11-17 10:15 | 0.0453 | 0.0493
2022-11-17 10:30 | 0.0451 | 0.0492
2022-11-17 10:45 | 0.0457 | 0.0498
2022-11-17 11:00 | 0.0451 | 0.0494
2022-11-17 11:15 | 0.0455 | 0.0494
2022-11-17 11:30 | 0.0453 | 0.0493
2022-11-17 11:45 | 0.0452 | 0.0493
2022-11-17 12:00 | 0.0453 | 0.0496
2022-11-17 12:15 | 0.0456 | 0.0498
2022-11-17 12:30 | 0.0455 | 0.0497
2022-11-17 12:45 | 0.0453 | 0.0495
2022-11-17 13:00 | 0.0456 | 0.0495
2022-11-17 13:15 | 0.0461 | 0.0502
2022-11-17 13:30 | 0.0464 | 0.0506
2022-11-17 13:45 | 0.046 | 0.0501
2022-11-17 14:00 | 0.0463 | 0.0505
2022-11-17 14:15 | 0.0461 | 0.0501
2022-11-17 14:30 | 0.0459 | 0.0499
2022-11-17 14:45 | 0.0456 | 0.0497
2022-11-17 15:00 | 0.0456 | 0.3489
2022-11-17 15:15 | 0.0456 | 1.7032
2022-11-17 15:30 | 0.0455 | 0.5116
2022-11-17 15:45 | 0.0455 | 0.0496
2022-11-17 16:00 | 0.0457 | 0.0494
2022-11-17 16:15 | 0.0457 | 0.049
2022-11-17 16:30 | 0.0456 | 0.0491
2022-11-17 16:45 | 0.0453 | 0.0493
2022-11-17 17:00 | 0.0452 | 1.1791
2022-11-17 17:15 | 0.045 | 1.1408
2022-11-17 17:30 | 0.0453 | 0.0379
2022-11-17 17:45 | 0.0452 | 0.0493
2022-11-17 18:00 | 0.0452 | 0.0493
2022-11-17 18:15 | 0.0451 | 0.049
2022-11-17 18:30 | 0.0453 | 0.0492
2022-11-17 18:45 | 0.0449 | 0.0488
2022-11-17 19:00 | 0.0447 | 0.0487
2022-11-17 19:15 | 0.0447 | 0.0485
2022-11-17 19:30 | 0.0446 | 0.0486
2022-11-17 19:45 | 0.0446 | 0.0487
2022-11-17 20:00 | 0.0447 | 0.0486
2022-11-17 20:15 | 0.0447 | 0.0486
2022-11-17 20:30 | 0.0443 | 0.0482
2022-11-17 20:45 | 0.0449 | 1.2563
2022-11-17 21:00 | 0.0451 | 0.5345
2022-11-17 21:15 | 0.0455 | 0.0489
2022-11-17 21:30 | 0.0452 | 0.0484
2022-11-17 21:45 | 0.045 | 0.0489
2022-11-17 22:00 | 0.0454 | 0.0494
2022-11-17 22:15 | 0.0456 | 0.0497
2022-11-17 22:30 | 0.0459 | 0.0499
2022-11-17 22:45 | 0.0461 | 0.0503
2022-11-17 23:00 | 0.0461 | 0.0503
2022-11-17 23:15 | 0.0457 | 0.0498
2022-11-17 23:30 | 0.0456 | 0.0496
2022-11-17 23:45 | 0.0459 | 0.0501
2022-11-18 | 0.0461 | 0.0502
2022-11-18 00:15 | 0.0463 | 0.0505
2022-11-18 00:30 | 0.0461 | 0.0504
2022-11-18 00:45 | 0.0458 | 0.0501
2022-11-18 01:00 | 0.0459 | 0.0501
2022-11-18 01:15 | 0.0459 | 0.0502
2022-11-18 01:30 | 0.046 | 0.0503
2022-11-18 01:45 | 0.0461 | 0.0503
2022-11-18 02:00 | 0.046 | 0.0504
2022-11-18 02:15 | 0.0461 | 0.0503
2022-11-18 02:30 | 0.0461 | 0.0504
2022-11-18 02:45 | 0.0461 | 0.0505
2022-11-18 03:00 | 0.0459 | 0.0503
2022-11-18 03:15 | 0.046 | 0.0503
2022-11-18 03:30 | 0.0461 | 0.0504
2022-11-18 03:45 | 0.046 | 0.0505
2022-11-18 04:00 | 0.046 | 0.0504
2022-11-18 04:15 | 0.046 | 0.0503
2022-11-18 04:30 | 0.0458 | 0.0502
2022-11-18 04:45 | 0.0457 | 0.0501
2022-11-18 05:00 | 0.0459 | 0.0499
2022-11-18 05:15 | 0.0459 | 0.0502
2022-11-18 05:30 | 0.0459 | 0.0503
2022-11-18 05:45 | 0.0457 | 0.05
2022-11-18 06:00 | 2.0352 | 0.0493
2022-11-18 06:15 | 2.4072 | 0.0496
2022-11-18 06:30 | 2.2419 | 0.0492
2022-11-18 06:45 | 1.8739 | 0.0493
2022-11-18 07:00 | 1.8482 | 0.0489
2022-11-18 07:15 | 1.7259 | 0.0488
2022-11-18 07:30 | 1.8589 | 0.0489
2022-11-18 07:45 | 1.6682 | 0.0494
2022-11-18 08:00 | 1.3442 | 0.0492
2022-11-18 08:15 | 2.0973 | 0.0491
2022-11-18 08:30 | 1.9418 | 0.0492
2022-11-18 08:45 | 1.5246 | 0.0494
2022-11-18 09:00 | 1.482 | 0.0494
2022-11-18 09:15 | 1.3805 | 0.0496
2022-11-18 09:30 | 1.3794 | 0.0496
2022-11-18 09:45 | 0.9852 | 0.0495
2022-11-18 10:00 | 0.035 | 0.0496
2022-11-18 10:15 | 0.0455 | 0.0496
2022-11-18 10:30 | 0.0455 | 0.0497
2022-11-18 10:45 | 0.0455 | 0.0496
2022-11-18 11:00 | 0.0454 | 0.0496
2022-11-18 11:15 | 0.0457 | 0.0498
2022-11-18 11:30 | 0.0456 | 0.0498
2022-11-18 11:45 | 0.0456 | 0.0499
2022-11-18 12:00 | 0.0458 | 0.0499
2022-11-18 12:15 | 0.046 | 0.05
2022-11-18 12:30 | 0.0457 | 0.0498
2022-11-18 12:45 | 0.0456 | 0.0498
2022-11-18 13:00 | 0.0456 | 0.0497
2022-11-18 13:15 | 0.0457 | 0.796
2022-11-18 13:30 | 0.0456 | 1.6094
2022-11-18 13:45 | 0.0456 | 1.245
2022-11-18 14:00 | 0.0455 | 1.0848
2022-11-18 14:15 | 0.0454 | 1.0847
2022-11-18 14:30 | 0.0454 | 1.0857
2022-11-18 14:45 | 0.0452 | 0.0776
2022-11-18 15:00 | 0.0451 | 0.0492
2022-11-18 15:15 | 0.0448 | 0.0489
2022-11-18 15:30 | 0.0452 | 0.0489
2022-11-18 15:45 | 0.0451 | 0.3307
2022-11-18 16:00 | 0.045 | 1.1221
2022-11-18 16:15 | 0.0455 | 1.7163
2022-11-18 16:30 | 0.0455 | 0.5282
2022-11-18 16:45 | 1.4308 | 0.0489
2022-11-18 17:00 | 1.686 | 0.0486
2022-11-18 17:15 | 1.522 | 0.0485
2022-11-18 17:30 | 1.281 | 0.0486
2022-11-18 17:45 | 0.2604 | 0.0485
2022-11-18 18:00 | 0.0449 | 0.0488
2022-11-18 18:15 | 0.0448 | 0.0486
2022-11-18 18:30 | 0.045 | 0.049
2022-11-18 18:45 | 0.0452 | 0.0492
2022-11-18 19:00 | 0.0453 | 0.0493
2022-11-18 19:15 | 0.0452 | 0.0492
2022-11-18 19:30 | 0.0453 | 0.0494
2022-11-18 19:45 | 0.0454 | 0.0493
2022-11-18 20:00 | 0.045 | 0.049
2022-11-18 20:15 | 0.0448 | 0.0623
2022-11-18 20:30 | 0.0445 | 1.8848
2022-11-18 20:45 | 0.0445 | 2.091
2022-11-18 21:00 | 0.0448 | 0.4854
2022-11-18 21:15 | 0.0449 | 0.0487
2022-11-18 21:30 | 0.045 | 0.0488
2022-11-18 21:45 | 0.0453 | 0.0492
2022-11-18 22:00 | 0.0454 | 0.0493
2022-11-18 22:15 | 0.0455 | 0.0494
2022-11-18 22:30 | 0.0457 | 0.0497
2022-11-18 22:45 | 0.0457 | 0.0496
2022-11-18 23:00 | 0.0459 | 0.0499
2022-11-18 23:15 | 0.0456 | 0.0497
2022-11-18 23:30 | 0.0457 | 0.0499
2022-11-18 23:45 | 0.0458 | 0.05
2022-11-19 | 0.0461 | 0.0501
2022-11-19 00:15 | 0.0461 | 0.0502
2022-11-19 00:30 | 0.046 | 0.0501
2022-11-19 00:45 | 0.0462 | 0.0504
2022-11-19 01:00 | 0.046 | 0.0502
2022-11-19 01:15 | 0.0461 | 0.0504
2022-11-19 01:30 | 0.0461 | 0.0503
2022-11-19 01:45 | 0.0462 | 0.0505
2022-11-19 02:00 | 0.0462 | 0.0505
2022-11-19 02:15 | 0.0462 | 0.0505
2022-11-19 02:30 | 0.0462 | 0.0504
2022-11-19 02:45 | 0.0463 | 0.0504
2022-11-19 03:00 | 0.0461 | 0.0504
2022-11-19 03:15 | 0.0462 | 0.0505
2022-11-19 03:30 | 0.0462 | 0.0506
2022-11-19 03:45 | 0.0463 | 0.0504
2022-11-19 04:00 | 0.0461 | 0.0503
2022-11-19 04:15 | 0.0462 | 0.0506
2022-11-19 04:30 | 0.0462 | 0.0505
2022-11-19 04:45 | 0.0461 | 0.0503
2022-11-19 05:00 | 0.0463 | 0.0502
2022-11-19 05:15 | 0.0459 | 0.0501
2022-11-19 05:30 | 0.0458 | 0.0501
2022-11-19 05:45 | 0.0458 | 0.0501
2022-11-19 06:00 | 2.1143 | 0.0496
2022-11-19 06:15 | 2.3667 | 1.7989
2022-11-19 06:30 | 2.2572 | 2.2591
2022-11-19 06:45 | 2.1178 | 0.0319
2022-11-19 07:00 | 1.3189 | 0.0489
2022-11-19 07:15 | 2.3462 | 0.0489
2022-11-19 07:30 | 2.2307 | 0.0491
2022-11-19 07:45 | 1.9902 | 0.049
2022-11-19 08:00 | 1.9106 | 0.049
2022-11-19 08:15 | 1.7286 | 0.049
2022-11-19 08:30 | 1.8386 | 0.0491
2022-11-19 08:45 | 1.7003 | 0.049
2022-11-19 09:00 | 1.2476 | 0.0495
2022-11-19 09:15 | 1.9053 | 0.0493
2022-11-19 09:30 | 1.7234 | 0.0495
2022-11-19 09:45 | 1.6192 | 0.0496
2022-11-19 10:00 | 1.3724 | 0.0492
2022-11-19 10:15 | 1.401 | 0.0492
2022-11-19 10:30 | 0.1239 | 0.0493
2022-11-19 10:45 | 0.044 | 0.0497
2022-11-19 11:00 | 0.0442 | 0.0496
2022-11-19 11:15 | 0.0449 | 0.0494
2022-11-19 11:30 | 0.045 | 0.0491
2022-11-19 11:45 | 0.0442 | 0.0493
2022-11-19 12:00 | 0.0438 | 0.049
2022-11-19 12:15 | 0.0444 | 0.0494
2022-11-19 12:30 | 0.0448 | 0.0492
2022-11-19 12:45 | 0.0452 | 0.0494
2022-11-19 13:00 | 0.0446 | 0.0495
2022-11-19 13:15 | 0.0438 | 0.8439
2022-11-19 13:30 | 0.0444 | 1.6776
2022-11-19 13:45 | 0.0454 | 1.3122
2022-11-19 14:00 | 0.0459 | 1.2355
2022-11-19 14:15 | 0.0457 | 1.2366
2022-11-19 14:30 | 0.0456 | 1.2394
2022-11-19 14:45 | 0.0457 | 0.3959
2022-11-19 15:00 | 0.0457 | 0.0496
2022-11-19 15:15 | 0.0453 | 0.0493
2022-11-19 15:30 | 0.0454 | 0.0493
2022-11-19 15:45 | 0.0451 | 0.0489
2022-11-19 16:00 | 0.0449 | 0.0763
2022-11-19 16:15 | 0.0451 | 1.5392
2022-11-19 16:30 | 0.0443 | 1.5697
2022-11-19 16:45 | 0.044 | 0.4437
2022-11-19 17:00 | 0.0439 | 0.0477
2022-11-19 17:15 | 0.0438 | 0.0478
2022-11-19 17:30 | 0.0443 | 0.048
2022-11-19 17:45 | 0.0442 | 0.0761
2022-11-19 18:00 | 0.0441 | 1.6845
2022-11-19 18:15 | 0.0444 | 1.2707
2022-11-19 18:30 | 0.0448 | 0.0389
2022-11-19 18:45 | 0.0445 | 0.0484
2022-11-19 19:00 | 0.0448 | 0.0488
2022-11-19 19:15 | 0.0451 | 0.0489
2022-11-19 19:30 | 0.0449 | 0.0488
2022-11-19 19:45 | 0.0449 | 0.0488
2022-11-19 20:00 | 0.045 | 0.049
2022-11-19 20:15 | 0.0452 | 1.0973
2022-11-19 20:30 | 0.0452 | 2.1265
2022-11-19 20:45 | 0.0454 | 0.0294
2022-11-19 21:00 | 0.0456 | 0.0495
2022-11-19 21:15 | 0.0455 | 0.0492
2022-11-19 21:30 | 0.0453 | 0.0491
2022-11-19 21:45 | 0.0452 | 0.0491
2022-11-19 22:00 | 0.0455 | 0.0494
2022-11-19 22:15 | 0.0456 | 0.0496
2022-11-19 22:30 | 0.0457 | 0.0498
2022-11-19 22:45 | 0.0459 | 0.05
2022-11-19 23:00 | 0.0458 | 0.0499
2022-11-19 23:15 | 0.0456 | 0.0499
2022-11-19 23:30 | 0.0457 | 0.0497
2022-11-19 23:45 | 0.0458 | 0.0499
2022-11-20 | 0.0458 | 0.0501
2022-11-20 00:15 | 0.0459 | 0.05
2022-11-20 00:30 | 0.046 | 0.0502
2022-11-20 00:45 | 0.0459 | 0.0501
2022-11-20 01:00 | 0.046 | 0.0503
2022-11-20 01:15 | 0.0461 | 0.0503
2022-11-20 01:30 | 0.0461 | 0.0502
2022-11-20 01:45 | 0.0461 | 0.0502
2022-11-20 02:00 | 0.0461 | 0.0504
2022-11-20 02:15 | 0.0461 | 0.0504
2022-11-20 02:30 | 0.046 | 0.0502
2022-11-20 02:45 | 0.046 | 0.0502
2022-11-20 03:00 | 0.0461 | 0.0504
2022-11-20 03:15 | 0.046 | 0.0503
2022-11-20 03:30 | 0.0461 | 0.0505
2022-11-20 03:45 | 0.0461 | 0.0504
2022-11-20 04:00 | 0.0461 | 0.0505
2022-11-20 04:15 | 0.046 | 0.0503
2022-11-20 04:30 | 0.0461 | 0.0504
2022-11-20 04:45 | 0.0461 | 0.0502
2022-11-20 05:00 | 0.0461 | 0.0504
2022-11-20 05:15 | 0.0461 | 0.0503
2022-11-20 05:30 | 0.0461 | 0.0503
2022-11-20 05:45 | 0.0459 | 0.0502
2022-11-20 06:00 | 2.0143 | 1.1043
2022-11-20 06:15 | 2.3703 | 2.4046
2022-11-20 06:30 | 1.9419 | 0.0303
2022-11-20 06:45 | 1.94 | 0.0499
2022-11-20 07:00 | 1.7302 | 0.0494
2022-11-20 07:15 | 1.6814 | 0.0496
2022-11-20 07:30 | 1.8939 | 0.0495
2022-11-20 07:45 | 1.7554 | 0.0497
2022-11-20 08:00 | 1.3636 | 0.0497
2022-11-20 08:15 | 2.024 | 0.0498
2022-11-20 08:30 | 1.483 | 0.0498
2022-11-20 08:45 | 1.9147 | 0.0498
2022-11-20 09:00 | 1.8878 | 0.0501
2022-11-20 09:15 | 1.7349 | 0.05
2022-11-20 09:30 | 1.4647 | 0.0503
2022-11-20 09:45 | 1.5139 | 0.0501
2022-11-20 10:00 | 1.5302 | 0.0499
2022-11-20 10:15 | 1.3803 | 0.0502
2022-11-20 10:30 | 1.5115 | 0.0503
2022-11-20 10:45 | 1.2136 | 0.0503
2022-11-20 11:00 | 0.27 | 0.0501
2022-11-20 11:15 | 0.046 | 0.0502
2022-11-20 11:30 | 0.0459 | 0.0499
2022-11-20 11:45 | 0.0458 | 0.05
2022-11-20 12:00 | 0.0455 | 0.0494
2022-11-20 12:15 | 0.0457 | 0.0497
2022-11-20 12:30 | 0.0457 | 0.0496
2022-11-20 12:45 | 0.0456 | 0.0494
2022-11-20 13:00 | 0.0453 | 0.0492
2022-11-20 13:15 | 0.0455 | 0.9593
2022-11-20 13:30 | 0.0455 | 2.1003
2022-11-20 13:45 | 0.0454 | 1.8033
2022-11-20 14:00 | 0.0452 | 1.7597
2022-11-20 14:15 | 0.0453 | 1.6776
2022-11-20 14:30 | 0.045 | 1.3054
2022-11-20 14:45 | 0.0445 | 1.9497
2022-11-20 15:00 | 0.0446 | 1.1911
2022-11-20 15:15 | 0.0451 | 0.042
2022-11-20 15:30 | 0.045 | 0.0488
2022-11-20 15:45 | 0.045 | 0.0489
2022-11-20 16:00 | 0.0452 | 0.6337
2022-11-20 16:15 | 0.0452 | 2.221
2022-11-20 16:30 | 0.0447 | 1.0026
2022-11-20 16:45 | 0.0449 | 0.0444
2022-11-20 17:00 | 0.0449 | 0.0484
2022-11-20 17:15 | 0.0447 | 0.0484
2022-11-20 17:30 | 0.0444 | 1.6022
2022-11-20 17:45 | 0.0446 | 2.1699
2022-11-20 18:00 | 0.0446 | 0.0291
2022-11-20 18:15 | 0.0445 | 0.0483
2022-11-20 18:30 | 0.0448 | 0.0481
2022-11-20 18:45 | 0.0447 | 1.1852
2022-11-20 19:00 | 0.0444 | 2.3153
2022-11-20 19:15 | 0.0447 | 0.5237
2022-11-20 19:30 | 0.0448 | 0.0488
2022-11-20 19:45 | 0.0444 | 0.0485
2022-11-20 20:00 | 0.0444 | 0.5154
2022-11-20 20:15 | 0.0435 | 2.4135
2022-11-20 20:30 | 0.0433 | 1.0319
2022-11-20 20:45 | 0.0439 | 0.0455
2022-11-20 21:00 | 0.0446 | 0.049
2022-11-20 21:15 | 0.0455 | 0.0493
2022-11-20 21:30 | 0.0455 | 0.0493
2022-11-20 21:45 | 0.0454 | 0.0492
2022-11-20 22:00 | 0.0454 | 0.0494
2022-11-20 22:15 | 0.0455 | 0.0494
2022-11-20 22:30 | 0.0452 | 0.0492
2022-11-20 22:45 | 0.0452 | 0.0491
2022-11-20 23:00 | 0.0451 | 0.0494
2022-11-20 23:15 | 0.0455 | 0.0495
2022-11-20 23:30 | 0.0455 | 0.0496
2022-11-20 23:45 | 0.0454 | 0.0494
2022-11-21 | 0.0456 | 0.0497
2022-11-21 00:15 | 0.0457 | 0.0498
2022-11-21 00:30 | 0.0459 | 0.0502
2022-11-21 00:45 | 0.0461 | 0.0504
2022-11-21 01:00 | 0.0462 | 0.0504
2022-11-21 01:15 | 0.0463 | 0.0505
2022-11-21 01:30 | 0.0463 | 0.6557
2022-11-21 01:45 | 0.0461 | 2.7264
2022-11-21 02:00 | 0.0464 | 0.2577
2022-11-21 02:15 | 0.0464 | 0.0505
2022-11-21 02:30 | 0.0463 | 0.0505
2022-11-21 02:45 | 0.0464 | 0.0505
2022-11-21 03:00 | 0.0463 | 0.0505
2022-11-21 03:15 | 0.0463 | 1.1463
2022-11-21 03:30 | 0.0462 | 2.6322
2022-11-21 03:45 | 0.0463 | 0.4564
2022-11-21 04:00 | 0.0463 | 0.0505
2022-11-21 04:15 | 0.0462 | 0.0503
2022-11-21 04:30 | 0.0463 | 0.0504
2022-11-21 04:45 | 0.0461 | 0.3119
2022-11-21 05:00 | 0.046 | 2.5919
2022-11-21 05:15 | 0.0464 | 1.3999
2022-11-21 05:30 | 0.0461 | 0.045
2022-11-21 05:45 | 0.0459 | 0.0501
2022-11-21 06:00 | 2.079 | 0.0497
2022-11-21 06:15 | 3.0099 | 0.7133
2022-11-21 06:30 | 2.8959 | 2.8708
2022-11-21 06:45 | 2.6885 | 1.2991
2022-11-21 07:00 | 2.1799 | 0.0412
2022-11-21 07:15 | 2.2162 | 0.0488
2022-11-21 07:30 | 2.3187 | 0.0488
2022-11-21 07:45 | 2.2017 | 0.0488
2022-11-21 08:00 | 1.4428 | 1.932
2022-11-21 08:15 | 2.4199 | 0.2858
2022-11-21 08:30 | 2.3226 | 0.0493
2022-11-21 08:45 | 2.0345 | 0.0492
2022-11-21 09:00 | 1.8154 | 1.9916
2022-11-21 09:15 | 1.7263 | 2.3533
2022-11-21 09:30 | 1.5641 | 2.1115
2022-11-21 09:45 | 1.5513 | 1.9669
2022-11-21 10:00 | 2.1343 | 1.9373
2022-11-21 10:15 | 1.9033 | 1.9531
2022-11-21 10:30 | 1.5568 | 1.477
2022-11-21 10:45 | 0.0328 | 2.244
2022-11-21 11:00 | 0.0455 | 1.9397
2022-11-21 11:15 | 0.0459 | 1.0661
2022-11-21 11:30 | 0.046 | 0.0441
2022-11-21 11:45 | 0.0458 | 0.0499
2022-11-21 12:00 | 0.0459 | 0.0497
2022-11-21 12:15 | 0.0459 | 0.0498
2022-11-21 12:30 | 0.0458 | 0.0498
2022-11-21 12:45 | 0.0457 | 0.0496
2022-11-21 13:00 | 0.0458 | 0.0495
2022-11-21 13:15 | 0.0459 | 0.0496
2022-11-21 13:30 | 0.0458 | 0.0498
2022-11-21 13:45 | 0.0441 | 0.5991
2022-11-21 14:00 | 0.0444 | 2.0427
2022-11-21 14:15 | 0.0444 | 1.6627
2022-11-21 14:30 | 0.0445 | 1.5859
2022-11-21 14:45 | 0.0446 | 0.4571
2022-11-21 15:00 | 0.0452 | 0.0489
2022-11-21 15:15 | 0.0451 | 0.0488
2022-11-21 15:30 | 0.0452 | 0.049
2022-11-21 15:45 | 0.0451 | 0.0489
2022-11-21 16:00 | 0.0448 | 0.0485
2022-11-21 16:15 | 0.0447 | 0.0483
2022-11-21 16:30 | 0.0444 | 0.0482
2022-11-21 16:45 | 0.0447 | 0.0484
2022-11-21 17:00 | 0.0446 | 0.0483
2022-11-21 17:15 | 0.0444 | 0.0482
2022-11-21 17:30 | 0.0441 | 0.0478
2022-11-21 17:45 | 0.0442 | 0.0482
2022-11-21 18:00 | 0.0442 | 0.048
2022-11-21 18:15 | 0.0446 | 0.0483
2022-11-21 18:30 | 0.0445 | 0.0484
2022-11-21 18:45 | 0.0445 | 0.0483
2022-11-21 19:00 | 0.0449 | 0.0486
2022-11-21 19:15 | 0.045 | 0.0488
2022-11-21 19:30 | 0.045 | 0.0488
2022-11-21 19:45 | 0.0452 | 0.0491
2022-11-21 20:00 | 0.0451 | 0.0487
2022-11-21 20:15 | 0.0447 | 0.0484
2022-11-21 20:30 | 0.0448 | 0.0487
2022-11-21 20:45 | 0.0448 | 0.0486
2022-11-21 21:00 | 0.0447 | 0.0485
2022-11-21 21:15 | 0.0447 | 0.0484
2022-11-21 21:30 | 0.045 | 0.0486
2022-11-21 21:45 | 0.0451 | 0.049
2022-11-21 22:00 | 0.0451 | 0.049
2022-11-21 22:15 | 0.0453 | 0.0492
2022-11-21 22:30 | 0.0455 | 0.0494
2022-11-21 22:45 | 0.0457 | 0.0498
2022-11-21 23:00 | 0.0454 | 0.0495
2022-11-21 23:15 | 0.0459 | 0.05
2022-11-21 23:30 | 0.046 | 0.05
2022-11-21 23:45 | 0.0462 | 0.0503
2022-11-22 | 0.0458 | 0.0501
2022-11-22 00:15 | 0.0461 | 0.0502
2022-11-22 00:30 | 0.0457 | 0.0498
2022-11-22 00:45 | 0.0458 | 0.0499
2022-11-22 01:00 | 0.0458 | 0.05
2022-11-22 01:15 | 0.0461 | 0.0502
2022-11-22 01:30 | 0.046 | 0.0502
2022-11-22 01:45 | 0.046 | 0.0502
2022-11-22 02:00 | 0.046 | 0.0501
2022-11-22 02:15 | 0.0461 | 0.0504
2022-11-22 02:30 | 0.046 | 0.0504
2022-11-22 02:45 | 0.0461 | 1.8875
2022-11-22 03:00 | 0.046 | 2.0854
2022-11-22 03:15 | 0.046 | 1.8995
2022-11-22 03:30 | 0.0457 | 0.1186
2022-11-22 03:45 | 0.0459 | 0.0501
2022-11-22 04:00 | 0.046 | 0.0501
2022-11-22 04:15 | 0.0458 | 0.0499
2022-11-22 04:30 | 0.0457 | 0.0498
2022-11-22 04:45 | 0.0458 | 0.0498
2022-11-22 05:00 | 0.046 | 0.0502
2022-11-22 05:15 | 0.0462 | 0.0505
2022-11-22 05:30 | 0.0459 | 0.0505
2022-11-22 05:45 | 0.0456 | 0.0499
2022-11-22 06:00 | 1.9454 | 0.0493
2022-11-22 06:15 | 2.3081 | 0.0492
2022-11-22 06:30 | 2.1427 | 0.0493
2022-11-22 06:45 | 1.9408 | 0.0489
2022-11-22 07:00 | 1.8871 | 0.0488
2022-11-22 07:15 | 1.8215 | 0.0495
2022-11-22 07:30 | 1.7465 | 0.0496
2022-11-22 07:45 | 1.8391 | 0.2792
2022-11-22 08:00 | 1.395 | 2.3154
2022-11-22 08:15 | 1.9766 | 2.0604
2022-11-22 08:30 | 1.8503 | 1.3107
2022-11-22 08:45 | 1.489 | 0.0406
2022-11-22 09:00 | 1.5206 | 1.5529
2022-11-22 09:15 | 1.3178 | 1.7485
2022-11-22 09:30 | 1.2649 | 1.5335
2022-11-22 09:45 | 1.1534 | 1.3919
2022-11-22 10:00 | 1.0315 | 1.37
2022-11-22 10:15 | 1.0733 | 1.2431
2022-11-22 10:30 | 0.7298 | 0.6759
2022-11-22 10:45 | 0.0417 | 0.0472
2022-11-22 11:00 | 0.0461 | 0.0502
2022-11-22 11:15 | 0.0461 | 0.0501
2022-11-22 11:30 | 0.0464 | 0.0505
2022-11-22 11:45 | 0.0463 | 0.0504
2022-11-22 12:00 | 0.0461 | 0.0503
2022-11-22 12:15 | 0.0457 | 0.0498
2022-11-22 12:30 | 0.0457 | 0.0498
2022-11-22 12:45 | 0.0457 | 0.0495
2022-11-22 13:00 | 0.0454 | 0.0493
2022-11-22 13:15 | 0.0453 | 0.0494
2022-11-22 13:30 | 0.0454 | 0.0495
2022-11-22 13:45 | 0.0455 | 0.0496
2022-11-22 14:00 | 0.0456 | 0.0496
2022-11-22 14:15 | 0.0455 | 0.0495
2022-11-22 14:30 | 0.0455 | 0.0495
2022-11-22 14:45 | 0.0455 | 0.0494
2022-11-22 15:00 | 0.0453 | 0.0493
2022-11-22 15:15 | 0.0452 | 0.0492
2022-11-22 15:30 | 0.045 | 0.049
2022-11-22 15:45 | 0.0448 | 0.0487
2022-11-22 16:00 | 0.0447 | 0.0486
2022-11-22 16:15 | 0.045 | 0.1868
2022-11-22 16:30 | 0.0449 | 1.6307
2022-11-22 16:45 | 0.0446 | 1.5056
2022-11-22 17:00 | 0.0444 | 0.0299
2022-11-22 17:15 | 0.0444 | 0.0484
2022-11-22 17:30 | 0.0449 | 0.0487
2022-11-22 17:45 | 0.0449 | 0.0487
2022-11-22 18:00 | 0.0449 | 0.0489
2022-11-22 18:15 | 0.044 | 0.0477
2022-11-22 18:30 | 0.0442 | 0.048
2022-11-22 18:45 | 0.0442 | 0.048
2022-11-22 19:00 | 0.0444 | 0.0481
2022-11-22 19:15 | 0.0448 | 0.0486
2022-11-22 19:30 | 0.0449 | 0.0487
2022-11-22 19:45 | 0.0449 | 0.0487
2022-11-22 20:00 | 0.0449 | 0.0487
2022-11-22 20:15 | 0.045 | 0.0488
2022-11-22 20:30 | 0.045 | 0.0489
2022-11-22 20:45 | 0.0449 | 0.0487
2022-11-22 21:00 | 0.0451 | 0.0486
2022-11-22 21:15 | 0.0453 | 0.0489
2022-11-22 21:30 | 0.0453 | 0.0488
2022-11-22 21:45 | 0.0454 | 0.0489
2022-11-22 22:00 | 0.0455 | 0.0492
2022-11-22 22:15 | 0.0455 | 0.0493
2022-11-22 22:30 | 0.0456 | 0.0497
2022-11-22 22:45 | 0.0458 | 0.0498
2022-11-22 23:00 | 0.0462 | 0.0502
2022-11-22 23:15 | 0.0457 | 0.0498
2022-11-22 23:30 | 0.0455 | 0.0496
2022-11-22 23:45 | 0.0457 | 0.0497
2022-11-23 | 0.0457 | 0.0497
2022-11-23 00:15 | 0.0458 | 0.0499
2022-11-23 00:30 | 0.0458 | 0.0499
2022-11-23 00:45 | 0.046 | 0.0501
2022-11-23 01:00 | 0.046 | 0.0501
2022-11-23 01:15 | 0.0459 | 0.0502
2022-11-23 01:30 | 0.0461 | 0.0502
2022-11-23 01:45 | 0.0461 | 0.0501
2022-11-23 02:00 | 0.0461 | 0.0502
2022-11-23 02:15 | 0.0465 | 0.0505
2022-11-23 02:30 | 0.0461 | 0.0505
2022-11-23 02:45 | 0.0463 | 0.0505
2022-11-23 03:00 | 0.0464 | 0.0506
2022-11-23 03:15 | 0.0463 | 0.0506
2022-11-23 03:30 | 0.0464 | 0.0506
2022-11-23 03:45 | 0.0462 | 0.0505
2022-11-23 04:00 | 0.0463 | 0.0506
2022-11-23 04:15 | 0.0461 | 0.0504
2022-11-23 04:30 | 0.0461 | 0.0503
2022-11-23 04:45 | 0.046 | 0.0502
2022-11-23 05:00 | 0.046 | 0.0502
2022-11-23 05:15 | 0.0459 | 0.0507
2022-11-23 05:30 | 0.0457 | 0.0501
2022-11-23 05:45 | 0.0457 | 0.05
2022-11-23 06:00 | 1.8809 | 0.0497
2022-11-23 06:15 | 2.1981 | 0.0497
2022-11-23 06:30 | 1.9925 | 0.0501
2022-11-23 06:45 | 1.5934 | 0.05
2022-11-23 07:00 | 1.0559 | 0.0497
2022-11-23 07:15 | 1.7613 | 0.0494
2022-11-23 07:30 | 1.7077 | 0.0494
2022-11-23 07:45 | 1.5236 | 0.0494
2022-11-23 08:00 | 1.3327 | 0.0493
2022-11-23 08:15 | 1.3736 | 0.0495
2022-11-23 08:30 | 1.1826 | 0.0493
2022-11-23 08:45 | 1.2112 | 0.0545
2022-11-23 09:00 | 1.1134 | 1.7124
2022-11-23 09:15 | 1.1262 | 1.4157
2022-11-23 09:30 | 1.0688 | 1.1665
2022-11-23 09:45 | 0.5891 | 1.0869
2022-11-23 10:00 | 0.0462 | 0.8458
2022-11-23 10:15 | 0.0463 | 1.0827
2022-11-23 10:30 | 0.0462 | 1.0675
2022-11-23 10:45 | 0.0458 | 1.0342
2022-11-23 11:00 | 0.0459 | 1.0376
2022-11-23 11:15 | 0.0459 | 1.0402
2022-11-23 11:30 | 0.0458 | 0.9056
2022-11-23 11:45 | 0.0457 | 0.0359
2022-11-23 12:00 | 0.0453 | 0.0493
2022-11-23 12:15 | 0.0438 | 0.0494
2022-11-23 12:30 | 0.0435 | 0.0494
2022-11-23 12:45 | 0.0438 | 0.0494
2022-11-23 13:00 | 0.0446 | 0.0497
2022-11-23 13:15 | 0.0451 | 0.0496
2022-11-23 13:30 | 0.0453 | 0.0493
2022-11-23 13:45 | 0.0456 | 0.0497
2022-11-23 14:00 | 0.0454 | 0.0494
2022-11-23 14:15 | 0.0455 | 0.0495
2022-11-23 14:30 | 0.0452 | 0.0491
2022-11-23 14:45 | 0.0451 | 0.0489
2022-11-23 15:00 | 0.0451 | 0.0489
2022-11-23 15:15 | 0.0453 | 0.0492
2022-11-23 15:30 | 0.0452 | 0.049
2022-11-23 15:45 | 0.0451 | 0.0489
2022-11-23 16:00 | 0.0451 | 0.0489
2022-11-23 16:15 | 0.045 | 0.0488
2022-11-23 16:30 | 0.0449 | 0.0488
2022-11-23 16:45 | 0.0449 | 0.0486
2022-11-23 17:00 | 0.0449 | 0.0486
2022-11-23 17:15 | 0.0448 | 0.0486
2022-11-23 17:30 | 0.0448 | 0.0485
2022-11-23 17:45 | 0.0448 | 0.0484
2022-11-23 18:00 | 0.0449 | 0.0486
2022-11-23 18:15 | 0.0447 | 0.0485
2022-11-23 18:30 | 0.0448 | 0.0486
2022-11-23 18:45 | 0.045 | 0.0489
2022-11-23 19:00 | 0.045 | 0.049
2022-11-23 19:15 | 0.0451 | 0.049
2022-11-23 19:30 | 0.0451 | 0.049
2022-11-23 19:45 | 0.0452 | 0.049
2022-11-23 20:00 | 0.045 | 0.0489
2022-11-23 20:15 | 0.0448 | 0.0487
2022-11-23 20:30 | 0.0451 | 0.0489
2022-11-23 20:45 | 0.045 | 0.049
2022-11-23 21:00 | 0.0452 | 0.0493
2022-11-23 21:15 | 0.0455 | 0.0494
2022-11-23 21:30 | 0.0457 | 0.0496
2022-11-23 21:45 | 0.0456 | 0.0496
2022-11-23 22:00 | 0.0457 | 0.0497
2022-11-23 22:15 | 0.0461 | 0.0501
2022-11-23 22:30 | 0.0464 | 0.0504
2022-11-23 22:45 | 0.0464 | 0.0505
2022-11-23 23:00 | 0.0463 | 0.0505
2022-11-23 23:15 | 0.0462 | 0.0503
2022-11-23 23:30 | 0.0464 | 0.0504
2022-11-23 23:45 | 0.0463 | 0.0505
2022-11-24 | 0.0463 | 0.0506
2022-11-24 00:15 | 0.0464 | 0.0505
2022-11-24 00:30 | 0.0463 | 0.0504
2022-11-24 00:45 | 0.0464 | 0.0505
2022-11-24 01:00 | 0.0466 | 0.0509
2022-11-24 01:15 | 0.0467 | 0.0508
2022-11-24 01:30 | 0.0466 | 0.051
2022-11-24 01:45 | 0.0467 | 0.0509
2022-11-24 02:00 | 0.0466 | 0.0509
2022-11-24 02:15 | 0.0466 | 0.0508
2022-11-24 02:30 | 0.0466 | 0.0508
2022-11-24 02:45 | 0.0466 | 0.0508
2022-11-24 03:00 | 0.0466 | 0.0509
2022-11-24 03:15 | 0.0466 | 0.0508
2022-11-24 03:30 | 0.0466 | 0.0508
2022-11-24 03:45 | 0.0466 | 0.0508
2022-11-24 04:00 | 0.0466 | 0.0507
2022-11-24 04:15 | 0.0465 | 0.0508
2022-11-24 04:30 | 0.0464 | 0.0508
2022-11-24 04:45 | 0.0461 | 0.0503
2022-11-24 05:00 | 0.046 | 2.0094
2022-11-24 05:15 | 0.0459 | 2.3606
2022-11-24 05:30 | 0.0459 | 2.1187
2022-11-24 05:45 | 0.046 | 0.4264
2022-11-24 06:00 | 2.0545 | 0.0498
2022-11-24 06:15 | 2.3974 | 0.05
2022-11-24 06:30 | 2.1234 | 0.0497
2022-11-24 06:45 | 2.0529 | 0.0496
2022-11-24 07:00 | 2.0864 | 0.0499
2022-11-24 07:15 | 2.0081 | 0.0498
2022-11-24 07:30 | 1.9764 | 0.0496
2022-11-24 07:45 | 1.8042 | 0.0496
2022-11-24 08:00 | 1.3406 | 0.0498
2022-11-24 08:15 | 2.2045 | 0.0499
2022-11-24 08:30 | 1.8715 | 0.0499
2022-11-24 08:45 | 1.6463 | 0.058
2022-11-24 09:00 | 1.762 | 2.0051
2022-11-24 09:15 | 1.1649 | 2.118
2022-11-24 09:30 | 1.8922 | 1.9055
2022-11-24 09:45 | 1.7317 | 1.7852
2022-11-24 10:00 | 1.3088 | 1.6646
2022-11-24 10:15 | 0.8043 | 1.5379
2022-11-24 10:30 | 0.0437 | 1.4817
2022-11-24 10:45 | 0.0461 | 1.3685
2022-11-24 11:00 | 0.0461 | 0.2871
2022-11-24 11:15 | 0.0459 | 0.0498
2022-11-24 11:30 | 0.0457 | 0.0496
2022-11-24 11:45 | 0.0458 | 0.0496
2022-11-24 12:00 | 0.0459 | 0.0497
2022-11-24 12:15 | 0.0457 | 0.0495
2022-11-24 12:30 | 0.0458 | 0.0496
2022-11-24 12:45 | 0.0461 | 0.05
2022-11-24 13:00 | 0.0457 | 0.0496
2022-11-24 13:15 | 0.0457 | 0.0496
2022-11-24 13:30 | 0.0459 | 0.0497
2022-11-24 13:45 | 0.046 | 0.05
2022-11-24 14:00 | 0.0459 | 0.0498
2022-11-24 14:15 | 0.0459 | 0.0498
2022-11-24 14:30 | 0.046 | 0.0498
2022-11-24 14:45 | 0.046 | 0.05
2022-11-24 15:00 | 0.0456 | 0.0496
2022-11-24 15:15 | 0.0457 | 0.0495
2022-11-24 15:30 | 0.0455 | 0.0494
2022-11-24 15:45 | 0.0454 | 0.0493
2022-11-24 16:00 | 0.0453 | 0.7191
2022-11-24 16:15 | 0.045 | 1.4346
2022-11-24 16:30 | 0.045 | 1.1734
2022-11-24 16:45 | 0.0449 | 1.0783
2022-11-24 17:00 | 0.0452 | 0.0337
2022-11-24 17:15 | 0.0452 | 0.0489
2022-11-24 17:30 | 0.0451 | 0.0489
2022-11-24 17:45 | 0.0452 | 0.0492
2022-11-24 18:00 | 0.0455 | 0.0493
2022-11-24 18:15 | 0.0454 | 0.0493
2022-11-24 18:30 | 0.0455 | 0.0493
2022-11-24 18:45 | 0.0455 | 0.0493
2022-11-24 19:00 | 0.0454 | 0.0492
2022-11-24 19:15 | 0.0456 | 0.0494
2022-11-24 19:30 | 0.0455 | 0.0494
2022-11-24 19:45 | 0.0454 | 0.0494
2022-11-24 20:00 | 0.0453 | 0.0491
2022-11-24 20:15 | 0.0451 | 0.0489
2022-11-24 20:30 | 0.0453 | 0.0492
2022-11-24 20:45 | 0.0454 | 0.0493
2022-11-24 21:00 | 0.0455 | 0.0494
2022-11-24 21:15 | 0.0455 | 0.0495
2022-11-24 21:30 | 0.0457 | 0.0497
2022-11-24 21:45 | 0.0456 | 0.0498
2022-11-24 22:00 | 0.0457 | 0.0499
2022-11-24 22:15 | 0.0457 | 0.0497
2022-11-24 22:30 | 0.0459 | 0.0499
2022-11-24 22:45 | 0.0461 | 0.0503
2022-11-24 23:00 | 0.0461 | 0.0504
2022-11-24 23:15 | 0.0456 | 0.0498
2022-11-24 23:30 | 0.0459 | 0.0499
2022-11-24 23:45 | 0.0459 | 0.0502
2022-11-25 | 0.0459 | 0.0502
2022-11-25 00:15 | 0.0456 | 0.0497
2022-11-25 00:30 | 0.0457 | 0.0497
2022-11-25 00:45 | 0.0457 | 0.0499
2022-11-25 01:00 | 0.0457 | 0.05
2022-11-25 01:15 | 0.0459 | 0.0501
2022-11-25 01:30 | 0.0458 | 0.0501
2022-11-25 01:45 | 0.0458 | 0.0501
2022-11-25 02:00 | 0.0459 | 0.0502
2022-11-25 02:15 | 0.0459 | 0.0501
2022-11-25 02:30 | 0.0457 | 0.05
2022-11-25 02:45 | 0.0458 | 0.0501
2022-11-25 03:00 | 0.0459 | 0.0501
2022-11-25 03:15 | 0.0459 | 0.0502
2022-11-25 03:30 | 0.0458 | 0.0502
2022-11-25 03:45 | 0.0458 | 0.05
2022-11-25 04:00 | 0.0458 | 0.05
2022-11-25 04:15 | 0.0457 | 0.0501
2022-11-25 04:30 | 0.0457 | 0.0501
2022-11-25 04:45 | 0.0457 | 0.05
2022-11-25 05:00 | 0.0455 | 0.0496
2022-11-25 05:15 | 0.0456 | 0.0497
2022-11-25 05:30 | 0.0456 | 0.0498
2022-11-25 05:45 | 0.0458 | 0.0498
2022-11-25 06:00 | 1.5603 | 0.05
2022-11-25 06:15 | 1.6304 | 0.0501
2022-11-25 06:30 | 1.4372 | 0.0505
2022-11-25 06:45 | 1.277 | 0.05
2022-11-25 07:00 | 1.2895 | 0.0499
2022-11-25 07:15 | 1.1589 | 0.0496
2022-11-25 07:30 | 1.1413 | 0.0496
2022-11-25 07:45 | 1.0882 | 0.05
2022-11-25 08:00 | 1.0719 | 0.0502
2022-11-25 08:15 | 1.1675 | 0.0498
2022-11-25 08:30 | 1.1476 | 0.0498
2022-11-25 08:45 | 1.003 | 0.0612
2022-11-25 09:00 | 0.9943 | 1.1973
2022-11-25 09:15 | 1.0357 | 1.0987
2022-11-25 09:30 | 0.9798 | 1.0332
2022-11-25 09:45 | 0.161 | 1.032
2022-11-25 10:00 | 0.0454 | 0.8059
2022-11-25 10:15 | 0.0456 | 0.9595
2022-11-25 10:30 | 0.0456 | 0.9529
2022-11-25 10:45 | 0.0453 | 0.9327
2022-11-25 11:00 | 0.0452 | 0.9366
2022-11-25 11:15 | 0.045 | 0.9396
2022-11-25 11:30 | 0.0453 | 0.7478
2022-11-25 11:45 | 0.0453 | 0.0395
2022-11-25 12:00 | 0.0453 | 0.0493
2022-11-25 12:15 | 0.0454 | 0.0495
2022-11-25 12:30 | 0.0455 | 0.0496
2022-11-25 12:45 | 0.0454 | 0.0494
2022-11-25 13:00 | 0.0452 | 0.0493
2022-11-25 13:15 | 0.0455 | 0.0495
2022-11-25 13:30 | 0.0457 | 0.0499
2022-11-25 13:45 | 0.0459 | 0.0498
2022-11-25 14:00 | 0.046 | 0.05
2022-11-25 14:15 | 0.0457 | 0.0496
2022-11-25 14:30 | 0.0453 | 0.0493
2022-11-25 14:45 | 0.0452 | 0.0491
2022-11-25 15:00 | 0.0454 | 0.0494
2022-11-25 15:15 | 0.0453 | 0.0493
2022-11-25 15:30 | 0.0453 | 0.0493
2022-11-25 15:45 | 0.0456 | 0.0493
2022-11-25 16:00 | 0.0451 | 0.049
2022-11-25 16:15 | 0.045 | 0.0487
2022-11-25 16:30 | 0.0447 | 0.0486
2022-11-25 16:45 | 0.0445 | 0.0483
2022-11-25 17:00 | 0.0446 | 0.0485
2022-11-25 17:15 | 0.0451 | 0.0488
2022-11-25 17:30 | 0.0452 | 0.0492
2022-11-25 17:45 | 0.045 | 0.0489
2022-11-25 18:00 | 0.0453 | 0.0491
2022-11-25 18:15 | 0.0454 | 0.0491
2022-11-25 18:30 | 0.0455 | 0.0495
2022-11-25 18:45 | 0.0451 | 0.049
2022-11-25 19:00 | 0.045 | 0.0489
2022-11-25 19:15 | 0.0449 | 0.0486
2022-11-25 19:30 | 0.0448 | 0.0487
2022-11-25 19:45 | 0.045 | 0.0489
2022-11-25 20:00 | 0.0452 | 0.0492
2022-11-25 20:15 | 0.0452 | 0.0492
2022-11-25 20:30 | 0.0453 | 0.0492
2022-11-25 20:45 | 0.0458 | 0.0492
2022-11-25 21:00 | 0.0456 | 0.0493
2022-11-25 21:15 | 0.0458 | 0.0493
2022-11-25 21:30 | 0.0456 | 0.0495
2022-11-25 21:45 | 0.0458 | 0.0497
2022-11-25 22:00 | 0.0457 | 0.0495
2022-11-25 22:15 | 0.0458 | 0.0498
2022-11-25 22:30 | 0.0459 | 0.05
2022-11-25 22:45 | 0.046 | 0.05
2022-11-25 23:00 | 0.0461 | 0.0502
2022-11-25 23:15 | 0.0462 | 0.0504
2022-11-25 23:30 | 0.0461 | 0.0501
2022-11-25 23:45 | 0.0462 | 0.0502
2022-11-26 | 0.0463 | 0.0505
2022-11-26 00:15 | 0.0461 | 0.0503
2022-11-26 00:30 | 0.0462 | 0.0505
2022-11-26 00:45 | 0.0463 | 0.0505
2022-11-26 01:00 | 0.0464 | 0.0506
2022-11-26 01:15 | 0.046 | 0.0501
2022-11-26 01:30 | 0.0458 | 0.0499
2022-11-26 01:45 | 0.0459 | 0.05
2022-11-26 02:00 | 0.046 | 0.0501
2022-11-26 02:15 | 0.0455 | 0.0497
2022-11-26 02:30 | 0.0457 | 0.0499
2022-11-26 02:45 | 0.0462 | 0.0503
2022-11-26 03:00 | 0.0462 | 0.0504
2022-11-26 03:15 | 0.0461 | 0.0504
2022-11-26 03:30 | 0.0462 | 0.0504
2022-11-26 03:45 | 0.0462 | 0.0504
2022-11-26 04:00 | 0.0461 | 0.0503
2022-11-26 04:15 | 0.046 | 0.0504
2022-11-26 04:30 | 0.0461 | 0.0503
2022-11-26 04:45 | 0.0461 | 0.0503
2022-11-26 05:00 | 0.046 | 0.0502
2022-11-26 05:15 | 0.0463 | 0.0505
2022-11-26 05:30 | 0.0464 | 0.0504
2022-11-26 05:45 | 0.0463 | 0.0506
2022-11-26 06:00 | 1.8923 | 0.0504
2022-11-26 06:15 | 1.6798 | 0.0504
2022-11-26 06:30 | 1.4829 | 0.0502
2022-11-26 06:45 | 1.5114 | 0.0502
2022-11-26 07:00 | 1.2514 | 0.0502
2022-11-26 07:15 | 1.4752 | 0.05
2022-11-26 07:30 | 1.8722 | 0.0497
2022-11-26 07:45 | 1.6894 | 0.0496
2022-11-26 08:00 | 1.4 | 0.0499
2022-11-26 08:15 | 1.3803 | 0.05
2022-11-26 08:30 | 1.1969 | 0.05
2022-11-26 08:45 | 1.2493 | 0.0643
2022-11-26 09:00 | 1.1647 | 1.8331
2022-11-26 09:15 | 1.2025 | 1.5719
2022-11-26 09:30 | 0.3794 | 1.3624
2022-11-26 09:45 | 0.0459 | 1.233
2022-11-26 10:00 | 0.0466 | 1.237
2022-11-26 10:15 | 0.0462 | 1.2299
2022-11-26 10:30 | 0.046 | 1.093
2022-11-26 10:45 | 0.0459 | 1.0947
2022-11-26 11:00 | 0.0458 | 1.0986
2022-11-26 11:15 | 0.0458 | 1.1017
2022-11-26 11:30 | 0.0459 | 0.66
2022-11-26 11:45 | 0.0458 | 0.0445
2022-11-26 12:00 | 0.0458 | 0.0497
2022-11-26 12:15 | 0.0459 | 0.0498
2022-11-26 12:30 | 0.0454 | 0.0495
2022-11-26 12:45 | 0.0455 | 0.0495
2022-11-26 13:00 | 0.0458 | 0.0498
2022-11-26 13:15 | 0.0458 | 0.0497
2022-11-26 13:30 | 0.0456 | 0.0495
2022-11-26 13:45 | 0.0439 | 0.0492
2022-11-26 14:00 | 0.0439 | 0.0491
2022-11-26 14:15 | 0.0444 | 0.0493
2022-11-26 14:30 | 0.0447 | 0.0493
2022-11-26 14:45 | 0.0448 | 0.049
2022-11-26 15:00 | 0.0428 | 0.0477
2022-11-26 15:15 | 0.0433 | 0.0485
2022-11-26 15:30 | 0.0437 | 0.0483
2022-11-26 15:45 | 0.044 | 0.0481
2022-11-26 16:00 | 0.0446 | 0.0484
2022-11-26 16:15 | 0.0452 | 0.0488
2022-11-26 16:30 | 0.045 | 0.0487
2022-11-26 16:45 | 0.0443 | 0.0485
2022-11-26 17:00 | 0.0431 | 0.0484
2022-11-26 17:15 | 0.0437 | 0.0484
2022-11-26 17:30 | 0.0444 | 0.0486
2022-11-26 17:45 | 0.045 | 0.0489
2022-11-26 18:00 | 0.0448 | 0.048
2022-11-26 18:15 | 0.0451 | 0.0478
2022-11-26 18:30 | 0.0447 | 0.0483
2022-11-26 18:45 | 0.0446 | 0.0482
2022-11-26 19:00 | 0.0449 | 0.0487
2022-11-26 19:15 | 0.0449 | 0.0488
2022-11-26 19:30 | 0.0451 | 0.0488
2022-11-26 19:45 | 0.0453 | 0.0489
2022-11-26 20:00 | 0.0457 | 0.049
2022-11-26 20:15 | 0.0457 | 0.0492
2022-11-26 20:30 | 0.046 | 0.0494
2022-11-26 20:45 | 0.0457 | 0.0495
2022-11-26 21:00 | 0.0455 | 0.0493
2022-11-26 21:15 | 0.045 | 0.0488
2022-11-26 21:30 | 0.0451 | 0.049
2022-11-26 21:45 | 0.0454 | 0.0491
2022-11-26 22:00 | 0.0457 | 0.0495
2022-11-26 22:15 | 0.0457 | 0.0495
2022-11-26 22:30 | 0.0457 | 0.0496
2022-11-26 22:45 | 0.0457 | 0.0495
2022-11-26 23:00 | 0.0459 | 0.0498
2022-11-26 23:15 | 0.046 | 0.05
2022-11-26 23:30 | 0.046 | 0.0499
2022-11-26 23:45 | 0.0461 | 0.0501
2022-11-27 | 0.0461 | 0.0501
2022-11-27 00:15 | 0.0462 | 0.0501
2022-11-27 00:30 | 0.0462 | 0.0502
2022-11-27 00:45 | 0.0464 | 0.0505
2022-11-27 01:00 | 0.0463 | 0.0505
2022-11-27 01:15 | 0.0464 | 0.0504
2022-11-27 01:30 | 0.0464 | 0.0504
2022-11-27 01:45 | 0.0465 | 0.0505
2022-11-27 02:00 | 0.0464 | 0.0505
2022-11-27 02:15 | 0.0465 | 0.0505
2022-11-27 02:30 | 0.0464 | 0.0505
2022-11-27 02:45 | 0.0465 | 0.0506
2022-11-27 03:00 | 0.0466 | 0.0506
2022-11-27 03:15 | 0.0465 | 0.0504
2022-11-27 03:30 | 0.0465 | 0.0506
2022-11-27 03:45 | 0.0465 | 0.0505
2022-11-27 04:00 | 0.0465 | 0.0507
2022-11-27 04:15 | 0.0464 | 0.0505
2022-11-27 04:30 | 0.0464 | 0.0505
2022-11-27 04:45 | 0.0464 | 0.0504
2022-11-27 05:00 | 0.0463 | 0.0505
2022-11-27 05:15 | 0.0464 | 0.0505
2022-11-27 05:30 | 0.0465 | 0.0506
2022-11-27 05:45 | 0.0464 | 0.0506
2022-11-27 06:00 | 1.6899 | 0.0505
2022-11-27 06:15 | 1.7159 | 0.0505
2022-11-27 06:30 | 1.5875 | 0.0503
2022-11-27 06:45 | 1.3036 | 0.0499
2022-11-27 07:00 | 1.3328 | 0.0502
2022-11-27 07:15 | 1.1708 | 0.0501
2022-11-27 07:30 | 1.2546 | 0.0501
2022-11-27 07:45 | 1.1637 | 0.0499
2022-11-27 08:00 | 1.1133 | 0.05
2022-11-27 08:15 | 1.0294 | 0.0498
2022-11-27 08:30 | 0.961 | 0.0494
2022-11-27 08:45 | 0.5085 | 0.0661
2022-11-27 09:00 | 0.0457 | 1.4417
2022-11-27 09:15 | 0.046 | 1.1162
2022-11-27 09:30 | 0.0459 | 1.0224
2022-11-27 09:45 | 0.0455 | 1.0229
2022-11-27 10:00 | 0.0455 | 0.8183
2022-11-27 10:15 | 0.0457 | 0.9543
2022-11-27 10:30 | 0.0457 | 0.9455
2022-11-27 10:45 | 0.0455 | 0.9282
2022-11-27 11:00 | 0.0453 | 0.932
2022-11-27 11:15 | 0.0452 | 0.9352
2022-11-27 11:30 | 0.0449 | 0.9383
2022-11-27 11:45 | 0.0447 | 0.8399
2022-11-27 12:00 | 0.0448 | 0.0352
2022-11-27 12:15 | 0.0447 | 0.0485
2022-11-27 12:30 | 0.045 | 0.0488
2022-11-27 12:45 | 0.045 | 0.0489
2022-11-27 13:00 | 0.0447 | 0.0484
2022-11-27 13:15 | 0.0447 | 0.0485
2022-11-27 13:30 | 0.0449 | 0.0486
2022-11-27 13:45 | 0.0449 | 0.0487
2022-11-27 14:00 | 0.0449 | 0.0486
2022-11-27 14:15 | 0.0449 | 0.0485
2022-11-27 14:30 | 0.0447 | 0.0483
2022-11-27 14:45 | 0.0447 | 0.0483
2022-11-27 15:00 | 0.0447 | 0.0479
2022-11-27 15:15 | 0.0444 | 0.0479
2022-11-27 15:30 | 0.0444 | 0.0479
2022-11-27 15:45 | 0.0445 | 0.0482
2022-11-27 16:00 | 0.0445 | 0.0482
2022-11-27 16:15 | 0.0446 | 1.102
2022-11-27 16:30 | 0.0448 | 1.0941
2022-11-27 16:45 | 0.0448 | 1.0075
2022-11-27 17:00 | 0.0448 | 0.0336
2022-11-27 17:15 | 0.0447 | 0.0483
2022-11-27 17:30 | 0.0446 | 0.0481
2022-11-27 17:45 | 0.0442 | 0.0479
2022-11-27 18:00 | 0.0444 | 0.0481
2022-11-27 18:15 | 0.0445 | 0.0482
2022-11-27 18:30 | 0.0448 | 0.0485
2022-11-27 18:45 | 0.0448 | 0.0484
2022-11-27 19:00 | 0.0447 | 0.0485
2022-11-27 19:15 | 0.0452 | 0.0484
2022-11-27 19:30 | 0.0452 | 0.0485
2022-11-27 19:45 | 0.0449 | 0.0481
2022-11-27 20:00 | 0.045 | 0.0485
2022-11-27 20:15 | 0.0452 | 0.0489
2022-11-27 20:30 | 0.0452 | 0.0489
2022-11-27 20:45 | 0.0454 | 0.0492
2022-11-27 21:00 | 0.0456 | 0.0493
2022-11-27 21:15 | 0.0453 | 0.049
2022-11-27 21:30 | 0.0453 | 0.049
2022-11-27 21:45 | 0.0457 | 0.0495
2022-11-27 22:00 | 0.0454 | 0.0492
2022-11-27 22:15 | 0.0454 | 0.0494
2022-11-27 22:30 | 0.0459 | 0.0497
2022-11-27 22:45 | 0.046 | 0.05
2022-11-27 23:00 | 0.0462 | 0.0503
2022-11-27 23:15 | 0.0464 | 0.0504
2022-11-27 23:30 | 0.0461 | 0.05
2022-11-27 23:45 | 0.0455 | 0.0495
2022-11-28 | 0.0456 | 0.0496
2022-11-28 00:15 | 0.0456 | 0.0494
2022-11-28 00:30 | 0.0457 | 0.0497
2022-11-28 00:45 | 0.0459 | 0.05
2022-11-28 01:00 | 0.046 | 0.0499
2022-11-28 01:15 | 0.046 | 0.05
2022-11-28 01:30 | 0.046 | 0.0501
2022-11-28 01:45 | 0.046 | 0.0502
2022-11-28 02:00 | 0.046 | 0.0499
2022-11-28 02:15 | 0.0459 | 0.05
2022-11-28 02:30 | 0.046 | 0.0499
2022-11-28 02:45 | 0.046 | 0.05
2022-11-28 03:00 | 0.0459 | 0.05
2022-11-28 03:15 | 0.0459 | 0.0499
2022-11-28 03:30 | 0.0459 | 0.05
2022-11-28 03:45 | 0.0459 | 0.05
2022-11-28 04:00 | 0.0458 | 0.0499
2022-11-28 04:15 | 0.0458 | 0.0499
2022-11-28 04:30 | 0.0463 | 0.0504
2022-11-28 04:45 | 0.0462 | 0.0504
2022-11-28 05:00 | 0.046 | 0.05
2022-11-28 05:15 | 0.0459 | 0.0499
2022-11-28 05:30 | 0.0458 | 0.0499
2022-11-28 05:45 | 0.0458 | 0.0498
2022-11-28 06:00 | 0.046 | 0.0501
2022-11-28 06:15 | 0.0463 | 0.0505
2022-11-28 06:30 | 0.0464 | 0.0502
2022-11-28 06:45 | 0.0458 | 0.0499
2022-11-28 07:00 | 0.046 | 0.05
2022-11-28 07:15 | 0.0456 | 0.0496
2022-11-28 07:30 | 0.0456 | 0.0495
2022-11-28 07:45 | 0.0458 | 0.0499
2022-11-28 08:00 | 0.0459 | 0.0499
2022-11-28 08:15 | 0.0458 | 0.0497
2022-11-28 08:30 | 0.0459 | 0.0499
2022-11-28 08:45 | 0.0457 | 0.0704
2022-11-28 09:00 | 0.0457 | 1.1146
2022-11-28 09:15 | 0.0458 | 0.9914
2022-11-28 09:30 | 0.0456 | 0.9318
2022-11-28 09:45 | 0.0456 | 0.932
2022-11-28 10:00 | 0.046 | 0.935
2022-11-28 10:15 | 0.046 | 0.7911
2022-11-28 10:30 | 0.046 | 0.964
2022-11-28 10:45 | 0.0456 | 0.9378
2022-11-28 11:00 | 0.0458 | 0.0338
2022-11-28 11:15 | 0.046 | 0.0502
2022-11-28 11:30 | 0.0456 | 0.0498
2022-11-28 11:45 | 0.0458 | 0.0499
2022-11-28 12:00 | 0.0459 | 0.05
2022-11-28 12:15 | 0.046 | 0.05
2022-11-28 12:30 | 0.0457 | 0.0497
2022-11-28 12:45 | 0.0457 | 0.0496
2022-11-28 13:00 | 0.046 | 0.0495
2022-11-28 13:15 | 0.0458 | 0.0499
2022-11-28 13:30 | 0.0457 | 0.0498
2022-11-28 13:45 | 0.0458 | 0.0499
2022-11-28 14:00 | 0.0458 | 0.0498
2022-11-28 14:15 | 0.0459 | 0.0501
2022-11-28 14:30 | 0.0458 | 0.05
2022-11-28 14:45 | 0.0456 | 0.0497
2022-11-28 15:00 | 0.0454 | 0.0492
2022-11-28 15:15 | 0.0451 | 0.0492
2022-11-28 15:30 | 0.045 | 0.049
2022-11-28 15:45 | 0.0449 | 0.0489
2022-11-28 16:00 | 0.0447 | 0.0487
2022-11-28 16:15 | 0.0447 | 0.0487
2022-11-28 16:30 | 0.0449 | 0.0487
2022-11-28 16:45 | 0.0449 | 0.0487
2022-11-28 17:00 | 0.0448 | 0.0487
2022-11-28 17:15 | 0.0449 | 0.0486
2022-11-28 17:30 | 0.0449 | 0.0489
2022-11-28 17:45 | 0.045 | 0.0488
2022-11-28 18:00 | 0.0449 | 0.0487
2022-11-28 18:15 | 0.0453 | 0.0491
2022-11-28 18:30 | 0.0456 | 0.0494
2022-11-28 18:45 | 0.0452 | 0.049
2022-11-28 19:00 | 0.0447 | 0.0485
2022-11-28 19:15 | 0.0445 | 0.0483
2022-11-28 19:30 | 0.0446 | 0.0486
2022-11-28 19:45 | 0.0446 | 0.0485
2022-11-28 20:00 | 0.0447 | 0.0487
2022-11-28 20:15 | 0.0447 | 0.0485
2022-11-28 20:30 | 0.0447 | 0.0485
2022-11-28 20:45 | 0.0444 | 0.0482
2022-11-28 21:00 | 0.0451 | 0.0489
2022-11-28 21:15 | 0.045 | 0.0488
2022-11-28 21:30 | 0.0451 | 0.049
2022-11-28 21:45 | 0.0452 | 0.0489
2022-11-28 22:00 | 0.0451 | 0.0491
2022-11-28 22:15 | 0.0453 | 0.0492
2022-11-28 22:30 | 0.0455 | 0.0495
2022-11-28 22:45 | 0.0455 | 0.0495
2022-11-28 23:00 | 0.0458 | 0.0497
2022-11-28 23:15 | 0.046 | 0.05
2022-11-28 23:30 | 0.046 | 0.05
2022-11-28 23:45 | 0.0459 | 0.0499
2022-11-29 | 0.0458 | 0.0498
2022-11-29 00:15 | 0.0458 | 0.0499
2022-11-29 00:30 | 0.0459 | 0.0501
2022-11-29 00:45 | 0.0461 | 0.0501
2022-11-29 01:00 | 0.0463 | 0.0503
2022-11-29 01:15 | 0.0462 | 0.0503
2022-11-29 01:30 | 0.0464 | 0.0506
2022-11-29 01:45 | 0.0464 | 0.0505
2022-11-29 02:00 | 0.0461 | 0.0502
2022-11-29 02:15 | 0.0461 | 0.0502
2022-11-29 02:30 | 0.0462 | 0.0504
2022-11-29 02:45 | 0.0461 | 0.0502
2022-11-29 03:00 | 0.046 | 0.0502
2022-11-29 03:15 | 0.0461 | 0.0503
2022-11-29 03:30 | 0.046 | 0.0502
2022-11-29 03:45 | 0.046 | 0.05
2022-11-29 04:00 | 0.0459 | 0.05
2022-11-29 04:15 | 0.0458 | 0.0499
2022-11-29 04:30 | 0.0457 | 0.0499
2022-11-29 04:45 | 0.0462 | 0.0501
2022-11-29 05:00 | 0.0458 | 0.0497
2022-11-29 05:15 | 0.0456 | 0.0497
2022-11-29 05:30 | 0.0456 | 0.0497
2022-11-29 05:45 | 0.0458 | 0.0499
2022-11-29 06:00 | 0.0456 | 0.0497
2022-11-29 06:15 | 0.0455 | 0.05
2022-11-29 06:30 | 1.9763 | 0.1414
2022-11-29 06:45 | 2.3573 | 2.3412
2022-11-29 07:00 | 1.9703 | 2.2106
2022-11-29 07:15 | 2.0336 | 1.4527
2022-11-29 07:30 | 1.291 | 0.0384
2022-11-29 07:45 | 2.2595 | 0.0493
2022-11-29 08:00 | 2.0846 | 0.0495
2022-11-29 08:15 | 1.9016 | 0.0497
2022-11-29 08:30 | 1.8443 | 0.0499
2022-11-29 08:45 | 1.5912 | 0.0741
2022-11-29 09:00 | 1.845 | 1.9641
2022-11-29 09:15 | 1.5695 | 2.0688
2022-11-29 09:30 | 1.237 | 1.8961
2022-11-29 09:45 | 1.9418 | 1.8658
2022-11-29 10:00 | 1.8661 | 1.7573
2022-11-29 10:15 | 1.6992 | 1.8228
2022-11-29 10:30 | 1.3763 | 1.2818
2022-11-29 10:45 | 1.4081 | 0.0355
2022-11-29 11:00 | 1.3235 | 0.0497
2022-11-29 11:15 | 1.3978 | 0.0497
2022-11-29 11:30 | 1.2786 | 0.05
2022-11-29 11:45 | 1.2163 | 0.0498
2022-11-29 12:00 | 1.2783 | 0.0496
2022-11-29 12:15 | 1.1801 | 0.0496
2022-11-29 12:30 | 1.1521 | 0.0496
2022-11-29 12:45 | 1.1345 | 0.0496
2022-11-29 13:00 | 1.1611 | 0.0497
2022-11-29 13:15 | 0.0312 | 0.0499
2022-11-29 13:30 | 0.0458 | 0.0497
2022-11-29 13:45 | 0.0456 | 0.0495
2022-11-29 14:00 | 0.0457 | 0.0497
2022-11-29 14:15 | 0.0458 | 0.0497
2022-11-29 14:30 | 0.0457 | 1.3396
2022-11-29 14:45 | 0.0456 | 1.5139
2022-11-29 15:00 | 0.0456 | 1.2826
2022-11-29 15:15 | 0.0456 | 1.2387
2022-11-29 15:30 | 0.0454 | 0.2334
2022-11-29 15:45 | 0.0452 | 0.049
2022-11-29 16:00 | 0.0452 | 0.0489
2022-11-29 16:15 | 0.0448 | 0.0485
2022-11-29 16:30 | 0.0449 | 0.0483
2022-11-29 16:45 | 0.0451 | 0.0486
2022-11-29 17:00 | 0.0448 | 0.0485
2022-11-29 17:15 | 0.0448 | 0.0484
2022-11-29 17:30 | 0.0441 | 0.0482
2022-11-29 17:45 | 0.044 | 0.0483
2022-11-29 18:00 | 0.0447 | 0.0485
2022-11-29 18:15 | 0.0447 | 0.0486
2022-11-29 18:30 | 0.0449 | 0.0486
2022-11-29 18:45 | 0.045 | 0.0488
2022-11-29 19:00 | 0.0447 | 0.0485
2022-11-29 19:15 | 0.0445 | 0.0482
2022-11-29 19:30 | 0.0447 | 0.0484
2022-11-29 19:45 | 0.0447 | 0.0486
2022-11-29 20:00 | 0.0449 | 0.0488
2022-11-29 20:15 | 0.045 | 0.0487
2022-11-29 20:30 | 0.045 | 0.0487
2022-11-29 20:45 | 0.0449 | 0.0488
2022-11-29 21:00 | 0.045 | 0.0486
2022-11-29 21:15 | 0.0452 | 0.0489
2022-11-29 21:30 | 0.0452 | 0.0489
2022-11-29 21:45 | 0.0454 | 0.0491
2022-11-29 22:00 | 0.0454 | 0.0492
2022-11-29 22:15 | 0.0453 | 0.0491
2022-11-29 22:30 | 0.0456 | 0.0493
2022-11-29 22:45 | 0.0456 | 0.0495
2022-11-29 23:00 | 0.0456 | 0.0496
2022-11-29 23:15 | 0.0459 | 0.0499
2022-11-29 23:30 | 0.046 | 0.0499
2022-11-29 23:45 | 0.046 | 0.05
2022-11-30 | 0.046 | 0.05
2022-11-30 00:15 | 0.0461 | 0.0501
2022-11-30 00:30 | 0.046 | 0.0501
2022-11-30 00:45 | 0.0461 | 0.05
2022-11-30 01:00 | 0.0459 | 0.05
2022-11-30 01:15 | 0.046 | 0.0501
2022-11-30 01:30 | 0.046 | 0.0501
2022-11-30 01:45 | 0.046 | 0.05
2022-11-30 02:00 | 0.0461 | 0.0501
2022-11-30 02:15 | 0.0461 | 0.0502
2022-11-30 02:30 | 0.0461 | 0.0502
2022-11-30 02:45 | 0.0462 | 0.0502
2022-11-30 03:00 | 0.0461 | 0.0501
2022-11-30 03:15 | 0.0461 | 0.0502
2022-11-30 03:30 | 0.0462 | 0.0504
2022-11-30 03:45 | 0.0461 | 0.0502
2022-11-30 04:00 | 0.0457 | 0.0499
2022-11-30 04:15 | 0.0458 | 0.0498
2022-11-30 04:30 | 0.0458 | 0.0499
2022-11-30 04:45 | 0.0456 | 0.0497
2022-11-30 05:00 | 0.0459 | 0.0501
2022-11-30 05:15 | 0.046 | 0.05
2022-11-30 05:30 | 0.0459 | 0.0501
2022-11-30 05:45 | 0.0462 | 0.0503
2022-11-30 06:00 | 0.0456 | 0.0498
2022-11-30 06:15 | 0.0454 | 0.0495
2022-11-30 06:30 | 1.6928 | 0.0492
2022-11-30 06:45 | 1.4635 | 0.0492
2022-11-30 07:00 | 1.1123 | 0.0492
2022-11-30 07:15 | 1.1147 | 0.049
2022-11-30 07:30 | 0.8805 | 0.0491
2022-11-30 07:45 | 1.3299 | 0.0493
2022-11-30 08:00 | 1.1164 | 0.0494
2022-11-30 08:15 | 1.1834 | 0.0494
2022-11-30 08:30 | 1.3028 | 0.0492
2022-11-30 08:45 | 1.2839 | 0.0767
2022-11-30 09:00 | 1.2775 | 1.4766
2022-11-30 09:15 | 1.2466 | 1.1347
2022-11-30 09:30 | 1.2824 | 1.0138
2022-11-30 09:45 | 1.0803 | 1.0146
2022-11-30 10:00 | 1.0302 | 1.0186
2022-11-30 10:15 | 1.1228 | 1.0229
2022-11-30 10:30 | 1.0958 | 1.0268
2022-11-30 10:45 | 0.9793 | 0.9154
2022-11-30 11:00 | 1.0055 | 0.8922
2022-11-30 11:15 | 0.9878 | 0.9647
2022-11-30 11:30 | 0.969 | 0.9377
2022-11-30 11:45 | 0.8361 | 0.9371
2022-11-30 12:00 | 0.8425 | 0.9421
2022-11-30 12:15 | 0.8383 | 0.7897
2022-11-30 12:30 | 0.0475 | 0.0375
2022-11-30 12:45 | 0.0457 | 0.0494
2022-11-30 13:00 | 0.0456 | 0.0494
2022-11-30 13:15 | 0.0456 | 0.0492
2022-11-30 13:30 | 0.0459 | 0.0496
2022-11-30 13:45 | 0.0459 | 0.0493
2022-11-30 14:00 | 0.0455 | 0.0492
2022-11-30 14:15 | 0.0456 | 0.0493
2022-11-30 14:30 | 0.0459 | 0.0496
2022-11-30 14:45 | 0.0458 | 0.0498
2022-11-30 15:00 | 0.0459 | 0.0497
2022-11-30 15:15 | 0.0458 | 0.0496
2022-11-30 15:30 | 0.0455 | 0.0493
2022-11-30 15:45 | 0.0455 | 0.0492
2022-11-30 16:00 | 0.0454 | 0.049
2022-11-30 16:15 | 0.0452 | 0.0489
2022-11-30 16:30 | 0.045 | 0.0486
2022-11-30 16:45 | 0.0451 | 0.0488
2022-11-30 17:00 | 0.0449 | 0.0486
2022-11-30 17:15 | 0.0448 | 0.0484
2022-11-30 17:30 | 0.0449 | 0.0485
2022-11-30 17:45 | 0.0451 | 0.0488
2022-11-30 18:00 | 0.0454 | 0.0491
2022-11-30 18:15 | 0.0451 | 0.0489
2022-11-30 18:30 | 0.0452 | 0.0491
2022-11-30 18:45 | 0.0452 | 0.0491
2022-11-30 19:00 | 0.0452 | 0.049
2022-11-30 19:15 | 0.0452 | 0.0491
2022-11-30 19:30 | 0.0452 | 0.049
2022-11-30 19:45 | 0.0454 | 0.0493
2022-11-30 20:00 | 0.0454 | 0.0493
2022-11-30 20:15 | 0.0453 | 0.0491
2022-11-30 20:30 | 0.045 | 0.0486
2022-11-30 20:45 | 0.045 | 0.0488
2022-11-30 21:00 | 0.0452 | 0.049
2022-11-30 21:15 | 0.0456 | 0.0493
2022-11-30 21:30 | 0.0457 | 0.0495
2022-11-30 21:45 | 0.0457 | 0.0495
2022-11-30 22:00 | 0.0455 | 0.0494
2022-11-30 22:15 | 0.0458 | 0.0496
2022-11-30 22:30 | 0.0461 | 0.0499
2022-11-30 22:45 | 0.0462 | 0.0502
2022-11-30 23:00 | 0.0462 | 0.05
2022-11-30 23:15 | 0.0461 | 0.0501
2022-11-30 23:30 | 0.0463 | 0.0502
2022-11-30 23:45 | 0.0464 | 0.0504
2022-12-01 | 0.0466 | 0.0504
2022-12-01 00:15 | 0.0462 | 0.0502
2022-12-01 00:30 | 0.0463 | 0.0503
2022-12-01 00:45 | 0.0464 | 0.0505
2022-12-01 01:00 | 0.0465 | 0.0506
2022-12-01 01:15 | 0.0465 | 0.0504
2022-12-01 01:30 | 0.0463 | 0.0503
2022-12-01 01:45 | 0.0462 | 0.0502
2022-12-01 02:00 | 0.0464 | 0.0502
2022-12-01 02:15 | 0.0463 | 0.0503
2022-12-01 02:30 | 0.0462 | 0.0503
2022-12-01 02:45 | 0.0463 | 0.0503
2022-12-01 03:00 | 0.0463 | 0.0502
2022-12-01 03:15 | 0.0461 | 0.0501
2022-12-01 03:30 | 0.0462 | 0.05
2022-12-01 03:45 | 0.0461 | 0.0501
2022-12-01 04:00 | 0.0461 | 0.05
2022-12-01 04:15 | 0.0462 | 0.0502
2022-12-01 04:30 | 0.0461 | 0.05
2022-12-01 04:45 | 0.046 | 0.05
2022-12-01 05:00 | 0.0459 | 0.0498
2022-12-01 05:15 | 0.0462 | 0.0503
2022-12-01 05:30 | 0.0461 | 0.0501
2022-12-01 05:45 | 0.0459 | 0.0498
2022-12-01 06:00 | 0.0462 | 0.0502
2022-12-01 06:15 | 0.0461 | 0.0501
2022-12-01 06:30 | 1.9314 | 0.0496
2022-12-01 06:45 | 2.028 | 0.0493
2022-12-01 07:00 | 1.758 | 0.0491
2022-12-01 07:15 | 1.7213 | 0.0492
2022-12-01 07:30 | 1.3217 | 0.0492
2022-12-01 07:45 | 1.6877 | 0.0494
2022-12-01 08:00 | 1.8583 | 1.0723
2022-12-01 08:15 | 1.5945 | 2.2758
2022-12-01 08:30 | 1.6328 | 1.9275
2022-12-01 08:45 | 1.4102 | 1.1856
2022-12-01 09:00 | 1.4001 | 1.6501
2022-12-01 09:15 | 1.3983 | 1.9127
2022-12-01 09:30 | 1.3068 | 1.668
2022-12-01 09:45 | 0.9717 | 1.5963
2022-12-01 10:00 | 1.6715 | 1.4896
2022-12-01 10:15 | 0.9395 | 1.4965
2022-12-01 10:30 | 0.0425 | 0.5198
2022-12-01 10:45 | 0.0463 | 0.05
2022-12-01 11:00 | 0.0461 | 0.0498
2022-12-01 11:15 | 0.0461 | 0.0499
2022-12-01 11:30 | 0.0462 | 0.05
2022-12-01 11:45 | 0.0462 | 0.05
2022-12-01 12:00 | 0.0456 | 0.0492
2022-12-01 12:15 | 0.0457 | 0.0493
2022-12-01 12:30 | 0.0456 | 0.0493
2022-12-01 12:45 | 0.0455 | 0.0493
2022-12-01 13:00 | 0.0457 | 0.0495
2022-12-01 13:15 | 0.0454 | 0.0491
2022-12-01 13:30 | 0.0454 | 0.049
2022-12-01 13:45 | 0.0456 | 0.4344
2022-12-01 14:00 | 0.0455 | 1.777
2022-12-01 14:15 | 0.0456 | 1.4319
2022-12-01 14:30 | 0.0453 | 1.2331
2022-12-01 14:45 | 0.0453 | 0.5363
2022-12-01 15:00 | 0.0453 | 0.049
2022-12-01 15:15 | 0.0451 | 0.0487
2022-12-01 15:30 | 0.045 | 0.0486
2022-12-01 15:45 | 0.0451 | 0.0486
2022-12-01 16:00 | 0.0455 | 0.0491
2022-12-01 16:15 | 0.0455 | 0.0492
2022-12-01 16:30 | 0.0454 | 0.0491
2022-12-01 16:45 | 0.0453 | 0.0489
2022-12-01 17:00 | 0.045 | 0.0486
2022-12-01 17:15 | 0.0448 | 0.0482
2022-12-01 17:30 | 0.0449 | 0.0483
2022-12-01 17:45 | 0.0446 | 0.048
2022-12-01 18:00 | 0.0451 | 0.0485
2022-12-01 18:15 | 0.0451 | 0.0487
2022-12-01 18:30 | 0.0452 | 0.049
2022-12-01 18:45 | 0.0451 | 0.0488
2022-12-01 19:00 | 0.045 | 0.0488
2022-12-01 19:15 | 0.0451 | 0.0493
2022-12-01 19:30 | 0.0447 | 0.0485
2022-12-01 19:45 | 0.0447 | 0.0486
2022-12-01 20:00 | 0.0449 | 0.0486
2022-12-01 20:15 | 0.0449 | 0.0486
2022-12-01 20:30 | 0.0449 | 0.0486
2022-12-01 20:45 | 0.0447 | 0.0483
2022-12-01 21:00 | 0.0449 | 0.0484
2022-12-01 21:15 | 0.045 | 0.0485
2022-12-01 21:30 | 0.0453 | 0.049
2022-12-01 21:45 | 0.0454 | 0.049
2022-12-01 22:00 | 0.0455 | 0.0491
2022-12-01 22:15 | 0.0457 | 0.0493
2022-12-01 22:30 | 0.0459 | 0.0498
2022-12-01 22:45 | 0.0462 | 0.05
2022-12-01 23:00 | 0.046 | 0.0498
2022-12-01 23:15 | 0.0457 | 0.0495
2022-12-01 23:30 | 0.0457 | 0.0495
2022-12-01 23:45 | 0.0458 | 0.0498
2022-12-02 | 0.0458 | 0.0496
2022-12-02 00:15 | 0.0461 | 0.05
2022-12-02 00:30 | 0.046 | 0.05
2022-12-02 00:45 | 0.0461 | 0.0501
2022-12-02 01:00 | 0.0462 | 0.0501
2022-12-02 01:15 | 0.0462 | 0.0503
2022-12-02 01:30 | 0.0463 | 0.0502
2022-12-02 01:45 | 0.0462 | 0.0502
2022-12-02 02:00 | 0.0463 | 0.0504
2022-12-02 02:15 | 0.0461 | 0.0501
2022-12-02 02:30 | 0.0462 | 0.0501
2022-12-02 02:45 | 0.0461 | 0.0842
2022-12-02 03:00 | 0.046 | 2.238
2022-12-02 03:15 | 0.0459 | 2.2622
2022-12-02 03:30 | 0.0461 | 1.8587
2022-12-02 03:45 | 0.0462 | 0.0338
2022-12-02 04:00 | 0.0459 | 0.0498
2022-12-02 04:15 | 0.0458 | 0.0497
2022-12-02 04:30 | 0.0458 | 0.0497
2022-12-02 04:45 | 0.0455 | 0.0493
2022-12-02 05:00 | 0.0456 | 0.0494
2022-12-02 05:15 | 0.0463 | 0.0502
2022-12-02 05:30 | 0.046 | 0.05
2022-12-02 05:45 | 0.0462 | 0.0501
2022-12-02 06:00 | 0.0457 | 0.0497
2022-12-02 06:15 | 0.0462 | 0.0502
2022-12-02 06:30 | 2.0965 | 0.085
2022-12-02 06:45 | 2.5479 | 2.2801
2022-12-02 07:00 | 2.1092 | 1.8948
2022-12-02 07:15 | 1.9737 | 2.0486
2022-12-02 07:30 | 1.9409 | 1.0351
2022-12-02 07:45 | 1.9585 | 0.0463
2022-12-02 08:00 | 1.8098 | 0.0494
2022-12-02 08:15 | 1.6325 | 0.0495
2022-12-02 08:30 | 1.2532 | 0.0497
2022-12-02 08:45 | 2.2793 | 0.086
2022-12-02 09:00 | 1.56 | 2.1082
2022-12-02 09:15 | 1.4232 | 2.0691
2022-12-02 09:30 | 1.6407 | 1.8515
2022-12-02 09:45 | 1.4172 | 1.7551
2022-12-02 10:00 | 0.1619 | 1.626
2022-12-02 10:15 | 0.0461 | 1.4971
2022-12-02 10:30 | 0.0461 | 0.8944
2022-12-02 10:45 | 0.0463 | 0.8944
2022-12-02 11:00 | 0.0463 | 0.0502
2022-12-02 11:15 | 0.0461 | 0.0505
2022-12-02 11:30 | 0.0463 | 0.0502
2022-12-02 11:45 | 0.0464 | 0.0503
2022-12-02 12:00 | 0.0462 | 0.0502
2022-12-02 12:15 | 0.0462 | 0.0502
2022-12-02 12:30 | 0.0461 | 0.0501
2022-12-02 12:45 | 0.046 | 0.0501
2022-12-02 13:00 | 0.0462 | 0.0503
2022-12-02 13:15 | 0.0463 | 0.0504
2022-12-02 13:30 | 0.0463 | 0.0502
2022-12-02 13:45 | 0.0462 | 0.0501
2022-12-02 14:00 | 0.046 | 0.0498
2022-12-02 14:15 | 0.0457 | 0.0497
2022-12-02 14:30 | 0.0458 | 0.0618
2022-12-02 14:45 | 0.0455 | 1.4816
2022-12-02 15:00 | 0.0459 | 1.3598
2022-12-02 15:15 | 0.0464 | 1.1139
2022-12-02 15:30 | 0.0458 | 1.088
2022-12-02 15:45 | 0.0458 | 0.241
2022-12-02 16:00 | 0.0453 | 0.0489
2022-12-02 16:15 | 0.045 | 0.0488
2022-12-02 16:30 | 0.045 | 0.0487
2022-12-02 16:45 | 0.0451 | 0.0486
2022-12-02 17:00 | 0.0451 | 0.0488
2022-12-02 17:15 | 0.0452 | 0.0489
2022-12-02 17:30 | 0.0452 | 0.0489
2022-12-02 17:45 | 0.0454 | 0.0491
2022-12-02 18:00 | 0.0452 | 0.0489
2022-12-02 18:15 | 0.0451 | 0.0489
2022-12-02 18:30 | 0.0453 | 0.0489
2022-12-02 18:45 | 0.0454 | 0.049
2022-12-02 19:00 | 0.0455 | 0.0491
2022-12-02 19:15 | 0.0456 | 0.0494
2022-12-02 19:30 | 0.0452 | 0.049
2022-12-02 19:45 | 0.0453 | 0.0491
2022-12-02 20:00 | 0.0451 | 0.0489
2022-12-02 20:15 | 0.0451 | 0.0488
2022-12-02 20:30 | 0.0451 | 0.0487
2022-12-02 20:45 | 0.0451 | 0.0488
2022-12-02 21:00 | 0.0452 | 0.0491
2022-12-02 21:15 | 0.0453 | 0.0492
2022-12-02 21:30 | 0.0456 | 0.0493
2022-12-02 21:45 | 0.0456 | 0.0496
2022-12-02 22:00 | 0.0454 | 0.0493
2022-12-02 22:15 | 0.0452 | 0.0491
2022-12-02 22:30 | 0.0454 | 0.0492
2022-12-02 22:45 | 0.0455 | 0.0493
2022-12-02 23:00 | 0.0458 | 0.0498
2022-12-02 23:15 | 0.0456 | 0.0496
2022-12-02 23:30 | 0.0459 | 0.0497
2022-12-02 23:45 | 0.046 | 0.0499
2022-12-03 | 0.0459 | 0.0499
2022-12-03 00:15 | 0.046 | 0.0501
2022-12-03 00:30 | 0.046 | 0.0499
2022-12-03 00:45 | 0.0461 | 0.0501
2022-12-03 01:00 | 0.0464 | 0.0504
2022-12-03 01:15 | 0.0464 | 0.0504
2022-12-03 01:30 | 0.0463 | 0.0505
2022-12-03 01:45 | 0.0462 | 0.0502
2022-12-03 02:00 | 0.0462 | 0.0504
2022-12-03 02:15 | 0.046 | 0.0502
2022-12-03 02:30 | 0.0461 | 0.0503
2022-12-03 02:45 | 0.0462 | 0.0502
2022-12-03 03:00 | 0.0461 | 0.0503
2022-12-03 03:15 | 0.0461 | 0.0502
2022-12-03 03:30 | 0.046 | 0.0502
2022-12-03 03:45 | 0.0461 | 0.0502
2022-12-03 04:00 | 0.046 | 0.0501
2022-12-03 04:15 | 0.0461 | 0.0503
2022-12-03 04:30 | 0.046 | 0.0502
2022-12-03 04:45 | 0.0459 | 0.0499
2022-12-03 05:00 | 0.0458 | 0.0498
2022-12-03 05:15 | 0.0458 | 0.0499
2022-12-03 05:30 | 0.0457 | 0.0497
2022-12-03 05:45 | 0.0457 | 0.0497
2022-12-03 06:00 | 0.0457 | 0.0498
2022-12-03 06:15 | 0.0457 | 0.0497
2022-12-03 06:30 | 1.4288 | 0.0498
2022-12-03 06:45 | 1.445 | 0.0499
2022-12-03 07:00 | 1.0359 | 0.05
2022-12-03 07:15 | 0.936 | 0.0495
2022-12-03 07:30 | 1.043 | 1.103
2022-12-03 07:45 | 1.0572 | 1.0847
2022-12-03 08:00 | 0.908 | 1.0355
2022-12-03 08:15 | 0.8243 | 1.027
2022-12-03 08:30 | 0.8573 | 0.032
2022-12-03 08:45 | 0.8048 | 0.0884
2022-12-03 09:00 | 0.8288 | 1.0397
2022-12-03 09:15 | 0.8198 | 0.9735
2022-12-03 09:30 | 0.8193 | 0.9389
2022-12-03 09:45 | 0.8195 | 0.9412
2022-12-03 10:00 | 0.8178 | 0.9451
2022-12-03 10:15 | 0.2223 | 0.9487
2022-12-03 10:30 | 0.0442 | 0.914
2022-12-03 10:45 | 0.0438 | 0.7701
2022-12-03 11:00 | 0.044 | 0.4671
2022-12-03 11:15 | 0.0448 | 0.046
2022-12-03 11:30 | 0.0453 | 0.0496
2022-12-03 11:45 | 0.0454 | 0.0492
2022-12-03 12:00 | 0.0438 | 0.049
2022-12-03 12:15 | 0.0439 | 0.0491
2022-12-03 12:30 | 0.0445 | 0.049
2022-12-03 12:45 | 0.045 | 0.0489
2022-12-03 13:00 | 0.0448 | 0.0489
2022-12-03 13:15 | 0.0441 | 0.0491
2022-12-03 13:30 | 0.0433 | 0.0489
2022-12-03 13:45 | 0.0437 | 0.0489
2022-12-03 14:00 | 0.0444 | 0.0492
2022-12-03 14:15 | 0.0449 | 0.0491
2022-12-03 14:30 | 0.0455 | 0.0495
2022-12-03 14:45 | 0.0454 | 0.0493
2022-12-03 15:00 | 0.0452 | 0.0491
2022-12-03 15:15 | 0.0453 | 0.0491
2022-12-03 15:30 | 0.0453 | 0.049
2022-12-03 15:45 | 0.0453 | 0.0491
2022-12-03 16:00 | 0.0452 | 0.0491
2022-12-03 16:15 | 0.0452 | 0.049
2022-12-03 16:30 | 0.0451 | 0.0489
2022-12-03 16:45 | 0.045 | 0.049
2022-12-03 17:00 | 0.045 | 0.049
2022-12-03 17:15 | 0.045 | 0.0488
2022-12-03 17:30 | 0.0449 | 0.0487
2022-12-03 17:45 | 0.0453 | 0.0491
2022-12-03 18:00 | 0.0453 | 0.0491
2022-12-03 18:15 | 0.0452 | 0.049
2022-12-03 18:30 | 0.0452 | 0.0489
2022-12-03 18:45 | 0.0456 | 0.049
2022-12-03 19:00 | 0.0452 | 0.0494
2022-12-03 19:15 | 0.0452 | 0.0492
2022-12-03 19:30 | 0.0452 | 0.0491
2022-12-03 19:45 | 0.0449 | 0.0495
2022-12-03 20:00 | 0.044 | 0.0493
2022-12-03 20:15 | 0.0447 | 0.0496
2022-12-03 20:30 | 0.0448 | 0.0492
2022-12-03 20:45 | 0.0453 | 0.0493
2022-12-03 21:00 | 0.0441 | 0.0493
2022-12-03 21:15 | 0.0435 | 0.0494
2022-12-03 21:30 | 0.0441 | 0.0494
2022-12-03 21:45 | 0.0453 | 0.0492
2022-12-03 22:00 | 0.0455 | 0.0494
2022-12-03 22:15 | 0.0458 | 0.0496
2022-12-03 22:30 | 0.0459 | 0.0496
2022-12-03 22:45 | 0.0459 | 0.0497
2022-12-03 23:00 | 0.0459 | 0.0496
2022-12-03 23:15 | 0.0454 | 0.0491
2022-12-03 23:30 | 0.0455 | 0.0491
2022-12-03 23:45 | 0.0455 | 0.0493
2022-12-04 | 0.0455 | 0.0493
2022-12-04 00:15 | 0.0456 | 0.0494
2022-12-04 00:30 | 0.0457 | 0.0494
2022-12-04 00:45 | 0.0457 | 0.0496
2022-12-04 01:00 | 0.0459 | 0.0496
2022-12-04 01:15 | 0.0458 | 0.0497
2022-12-04 01:30 | 0.0458 | 0.0496
2022-12-04 01:45 | 0.0459 | 0.0498
2022-12-04 02:00 | 0.0458 | 0.0497
2022-12-04 02:15 | 0.0459 | 0.0497
2022-12-04 02:30 | 0.0458 | 0.0497
2022-12-04 02:45 | 0.0458 | 0.0498
2022-12-04 03:00 | 0.0457 | 0.0498
2022-12-04 03:15 | 0.0458 | 0.0497
2022-12-04 03:30 | 0.0458 | 0.0497
2022-12-04 03:45 | 0.0457 | 0.0496
2022-12-04 04:00 | 0.0457 | 0.0497
2022-12-04 04:15 | 0.0458 | 0.0497
2022-12-04 04:30 | 0.0457 | 0.0496
2022-12-04 04:45 | 0.0457 | 0.0497
2022-12-04 05:00 | 0.0462 | 0.0502
2022-12-04 05:15 | 0.0462 | 0.0503
2022-12-04 05:30 | 0.0461 | 0.05
2022-12-04 05:45 | 0.0461 | 0.0501
2022-12-04 06:00 | 0.046 | 0.0501
2022-12-04 06:15 | 0.0461 | 0.0504
2022-12-04 06:30 | 1.8588 | 0.05
2022-12-04 06:45 | 2.1973 | 0.0501
2022-12-04 07:00 | 1.9853 | 0.0498
2022-12-04 07:15 | 1.621 | 0.0495
2022-12-04 07:30 | 1.1567 | 0.0497
2022-12-04 07:45 | 2.1077 | 0.0496
2022-12-04 08:00 | 1.9642 | 0.0495
2022-12-04 08:15 | 1.4093 | 0.0498
2022-12-04 08:30 | 1.4879 | 0.0496
2022-12-04 08:45 | 1.1184 | 0.0921
2022-12-04 09:00 | 0.0369 | 2.0285
2022-12-04 09:15 | 0.0458 | 1.7662
2022-12-04 09:30 | 0.0458 | 1.6356
2022-12-04 09:45 | 0.0459 | 1.4924
2022-12-04 10:00 | 0.0458 | 1.4911
2022-12-04 10:15 | 0.0459 | 1.4704
2022-12-04 10:30 | 0.0458 | 1.3611
2022-12-04 10:45 | 0.0459 | 1.3648
2022-12-04 11:00 | 0.0461 | 0.3124
2022-12-04 11:15 | 0.0463 | 0.0499
2022-12-04 11:30 | 0.0463 | 0.05
2022-12-04 11:45 | 0.0462 | 0.0499
2022-12-04 12:00 | 0.046 | 0.0498
2022-12-04 12:15 | 0.0458 | 0.0494
2022-12-04 12:30 | 0.0452 | 0.049
2022-12-04 12:45 | 0.0451 | 0.0486
2022-12-04 13:00 | 0.0454 | 0.049
2022-12-04 13:15 | 0.0453 | 0.0487
2022-12-04 13:30 | 0.0453 | 0.0489
2022-12-04 13:45 | 0.0452 | 0.0488
2022-12-04 14:00 | 0.0454 | 0.049
2022-12-04 14:15 | 0.046 | 0.0494
2022-12-04 14:30 | 0.0461 | 0.1244
2022-12-04 14:45 | 0.0459 | 1.7649
2022-12-04 15:00 | 0.0459 | 1.5652
2022-12-04 15:15 | 0.0456 | 1.3853
2022-12-04 15:30 | 0.0454 | 1.0512
2022-12-04 15:45 | 0.0452 | 0.0381
2022-12-04 16:00 | 0.045 | 0.0484
2022-12-04 16:15 | 0.0448 | 0.0482
2022-12-04 16:30 | 0.0445 | 0.0479
2022-12-04 16:45 | 0.0442 | 0.0476
2022-12-04 17:00 | 0.0441 | 0.0477
2022-12-04 17:15 | 0.0442 | 0.0477
2022-12-04 17:30 | 0.0443 | 0.0477
2022-12-04 17:45 | 0.0444 | 0.0478
2022-12-04 18:00 | 0.0448 | 0.0482
2022-12-04 18:15 | 0.0447 | 0.0482
2022-12-04 18:30 | 0.0449 | 0.0485
2022-12-04 18:45 | 0.045 | 0.0486
2022-12-04 19:00 | 0.0449 | 0.0485
2022-12-04 19:15 | 0.0449 | 0.0485
2022-12-04 19:30 | 0.0449 | 0.0486
2022-12-04 19:45 | 0.045 | 0.0485
2022-12-04 20:00 | 0.0451 | 0.0488
2022-12-04 20:15 | 0.045 | 0.0486
2022-12-04 20:30 | 0.0447 | 0.0483
2022-12-04 20:45 | 0.045 | 0.0487
2022-12-04 21:00 | 0.045 | 0.0486
2022-12-04 21:15 | 0.0453 | 0.0489
2022-12-04 21:30 | 0.0451 | 0.0488
2022-12-04 21:45 | 0.0445 | 0.0482
2022-12-04 22:00 | 0.045 | 0.0486
2022-12-04 22:15 | 0.0452 | 0.0489
2022-12-04 22:30 | 0.0451 | 0.0489
2022-12-04 22:45 | 0.0455 | 0.0493
2022-12-04 23:00 | 0.0456 | 0.0495
2022-12-04 23:15 | 0.0458 | 0.0498
2022-12-04 23:30 | 0.0458 | 0.0498
2022-12-04 23:45 | 0.0459 | 0.0499
2022-12-05 | 0.0461 | 0.05
2022-12-05 00:15 | 0.0461 | 0.0501
2022-12-05 00:30 | 0.0457 | 0.0498
2022-12-05 00:45 | 0.0458 | 0.0497
2022-12-05 01:00 | 0.046 | 0.0499
2022-12-05 01:15 | 0.046 | 0.05
2022-12-05 01:30 | 0.0459 | 0.05
2022-12-05 01:45 | 0.0459 | 0.0498
2022-12-05 02:00 | 0.0459 | 0.0912
2022-12-05 02:15 | 0.0457 | 2.3756
2022-12-05 02:30 | 0.0458 | 2.329
2022-12-05 02:45 | 0.0458 | 1.467
2022-12-05 03:00 | 0.0461 | 0.0397
2022-12-05 03:15 | 0.0462 | 0.0501
2022-12-05 03:30 | 0.046 | 0.05
2022-12-05 03:45 | 0.0461 | 0.0499
2022-12-05 04:00 | 0.0459 | 0.0498
2022-12-05 04:15 | 0.0458 | 0.0497
2022-12-05 04:30 | 0.0458 | 0.0498
2022-12-05 04:45 | 0.0457 | 0.0497
2022-12-05 05:00 | 0.0456 | 0.0496
2022-12-05 05:15 | 0.0455 | 0.0494
2022-12-05 05:30 | 0.0455 | 0.0496
2022-12-05 05:45 | 0.0453 | 1.8937
2022-12-05 06:00 | 0.0453 | 2.3684
2022-12-05 06:15 | 0.0458 | 2.1225
2022-12-05 06:30 | 2.0971 | 0.3186
2022-12-05 06:45 | 2.627 | 0.0491
2022-12-05 07:00 | 2.4214 | 0.0488
2022-12-05 07:15 | 2.1584 | 0.0494
2022-12-05 07:30 | 2.1062 | 0.0494
2022-12-05 07:45 | 1.9839 | 0.0494
2022-12-05 08:00 | 2.0952 | 0.0494
2022-12-05 08:15 | 1.8066 | 0.0494
2022-12-05 08:30 | 1.2414 | 0.0498
2022-12-05 08:45 | 2.3295 | 0.0961
2022-12-05 09:00 | 1.6333 | 2.1306
2022-12-05 09:15 | 1.5251 | 1.9338
2022-12-05 09:30 | 1.2875 | 1.6643
2022-12-05 09:45 | 1.2563 | 1.5034
2022-12-05 10:00 | 1.2445 | 1.4077
2022-12-05 10:15 | 1.1409 | 1.2228
2022-12-05 10:30 | 1.1331 | 1.5267
2022-12-05 10:45 | 0.854 | 1.2282
2022-12-05 11:00 | 0.0394 | 0.3884
2022-12-05 11:15 | 0.0459 | 0.0497
2022-12-05 11:30 | 0.046 | 0.0499
2022-12-05 11:45 | 0.0459 | 0.0496
2022-12-05 12:00 | 0.0461 | 0.0498
2022-12-05 12:15 | 0.0462 | 0.0501
2022-12-05 12:30 | 0.046 | 0.0498
2022-12-05 12:45 | 0.0458 | 0.0495
2022-12-05 13:00 | 0.0458 | 0.8987
2022-12-05 13:15 | 0.0458 | 1.0917
2022-12-05 13:30 | 0.0458 | 1.0535
2022-12-05 13:45 | 0.0455 | 1.0351
2022-12-05 14:00 | 0.0454 | 0.6824
2022-12-05 14:15 | 0.0455 | 0.0433
2022-12-05 14:30 | 0.0454 | 0.0491
2022-12-05 14:45 | 0.0453 | 0.049
2022-12-05 15:00 | 0.0453 | 0.0489
2022-12-05 15:15 | 0.0452 | 0.0487
2022-12-05 15:30 | 0.0452 | 0.0487
2022-12-05 15:45 | 0.0449 | 0.0484
2022-12-05 16:00 | 0.045 | 0.0487
2022-12-05 16:15 | 0.0451 | 0.0488
2022-12-05 16:30 | 0.0451 | 0.0489
2022-12-05 16:45 | 0.045 | 0.0487
2022-12-05 17:00 | 0.0448 | 0.0484
2022-12-05 17:15 | 0.0448 | 0.0484
2022-12-05 17:30 | 0.0447 | 0.0483
2022-12-05 17:45 | 0.0449 | 0.0486
2022-12-05 18:00 | 0.0448 | 0.0485
2022-12-05 18:15 | 0.0449 | 0.0486
2022-12-05 18:30 | 0.0448 | 0.0484
2022-12-05 18:45 | 0.0447 | 0.0484
2022-12-05 19:00 | 0.045 | 0.0487
2022-12-05 19:15 | 0.045 | 0.0487
2022-12-05 19:30 | 0.0449 | 0.0485
2022-12-05 19:45 | 0.0448 | 0.0486
2022-12-05 20:00 | 0.0446 | 0.0482
2022-12-05 20:15 | 0.0448 | 0.0484
2022-12-05 20:30 | 0.0449 | 0.0485
2022-12-05 20:45 | 0.0451 | 0.0488
2022-12-05 21:00 | 0.0452 | 0.049
2022-12-05 21:15 | 0.0455 | 0.0494
2022-12-05 21:30 | 0.0455 | 0.0492
2022-12-05 21:45 | 0.0458 | 0.0495
2022-12-05 22:00 | 0.0457 | 0.0495
2022-12-05 22:15 | 0.0459 | 0.0497
2022-12-05 22:30 | 0.0458 | 0.0496
2022-12-05 22:45 | 0.0457 | 0.0496
2022-12-05 23:00 | 0.0456 | 0.0495
2022-12-05 23:15 | 0.0455 | 0.0495
2022-12-05 23:30 | 0.0459 | 0.0497
2022-12-05 23:45 | 0.0456 | 0.0495
2022-12-06 | 0.0458 | 0.0497
2022-12-06 00:15 | 0.0458 | 0.0499
2022-12-06 00:30 | 0.046 | 0.0499
2022-12-06 00:45 | 0.0459 | 0.0498
2022-12-06 01:00 | 0.0459 | 0.0498
2022-12-06 01:15 | 0.046 | 0.0499
2022-12-06 01:30 | 0.046 | 0.05
2022-12-06 01:45 | 0.046 | 0.05
2022-12-06 02:00 | 0.0461 | 0.0501
2022-12-06 02:15 | 0.0462 | 0.0503
2022-12-06 02:30 | 0.0462 | 0.0501
2022-12-06 02:45 | 0.0462 | 0.0503
2022-12-06 03:00 | 0.0461 | 0.0502
2022-12-06 03:15 | 0.0461 | 0.0502
2022-12-06 03:30 | 0.0459 | 0.0499
2022-12-06 03:45 | 0.0461 | 0.05
2022-12-06 04:00 | 0.046 | 0.05
2022-12-06 04:15 | 0.0459 | 0.0498
2022-12-06 04:30 | 0.0457 | 0.0496
2022-12-06 04:45 | 0.0456 | 0.0495
2022-12-06 05:00 | 0.0459 | 0.0496
2022-12-06 05:15 | 0.0455 | 0.3405
2022-12-06 05:30 | 0.0457 | 2.143
2022-12-06 05:45 | 0.0456 | 1.833
2022-12-06 06:00 | 0.0457 | 1.0657
2022-12-06 06:15 | 0.0458 | 0.0423
2022-12-06 06:30 | 1.7328 | 0.0494
2022-12-06 06:45 | 1.6826 | 0.0495
2022-12-06 07:00 | 1.7573 | 0.0492
2022-12-06 07:15 | 1.3976 | 0.0494
2022-12-06 07:30 | 1.339 | 0.0493
2022-12-06 07:45 | 1.3367 | 0.0492
2022-12-06 08:00 | 1.2535 | 0.0495
2022-12-06 08:15 | 1.1511 | 0.0495
2022-12-06 08:30 | 1.0562 | 0.0498
2022-12-06 08:45 | 1.2537 | 0.1009
2022-12-06 09:00 | 1.2962 | 1.5446
2022-12-06 09:15 | 1.1993 | 1.1836
2022-12-06 09:30 | 0.9155 | 1.0188
2022-12-06 09:45 | 0.8762 | 1.0204
2022-12-06 10:00 | 0.8741 | 1.0263
2022-12-06 10:15 | 1.033 | 1.0308
2022-12-06 10:30 | 0.9271 | 1.0361
2022-12-06 10:45 | 0.8762 | 1.0397
2022-12-06 11:00 | 0.7975 | 1.0444
2022-12-06 11:15 | 0.8366 | 0.8013
2022-12-06 11:30 | 0.8208 | 0.9744
2022-12-06 11:45 | 0.606 | 0.2833
2022-12-06 12:00 | 0.0434 | 0.0496
2022-12-06 12:15 | 0.0459 | 0.0496
2022-12-06 12:30 | 0.0457 | 0.0494
2022-12-06 12:45 | 0.0456 | 0.0495
2022-12-06 13:00 | 0.0457 | 0.0495
2022-12-06 13:15 | 0.0457 | 0.0495
2022-12-06 13:30 | 0.0458 | 0.0497
2022-12-06 13:45 | 0.0457 | 0.0495
2022-12-06 14:00 | 0.0456 | 0.0494
2022-12-06 14:15 | 0.0454 | 0.0491
2022-12-06 14:30 | 0.0455 | 0.0492
2022-12-06 14:45 | 0.0455 | 0.0493
2022-12-06 15:00 | 0.0451 | 0.0489
2022-12-06 15:15 | 0.045 | 0.0487
2022-12-06 15:30 | 0.0451 | 0.0489
2022-12-06 15:45 | 0.043 | 0.0486
2022-12-06 16:00 | 0.042 | 0.0488
2022-12-06 16:15 | 0.0419 | 0.0487
2022-12-06 16:30 | 0.0415 | 0.0483
2022-12-06 16:45 | 0.0414 | 0.0486
2022-12-06 17:00 | 0.0416 | 0.0484
2022-12-06 17:15 | 0.0421 | 0.0488
2022-12-06 17:30 | 0.0418 | 0.0487
2022-12-06 17:45 | 0.0423 | 0.0489
2022-12-06 18:00 | 0.0421 | 0.0489
2022-12-06 18:15 | 0.0421 | 0.0491
2022-12-06 18:30 | 0.0422 | 0.0492
2022-12-06 18:45 | 0.042 | 0.0488
2022-12-06 19:00 | 0.0418 | 0.0491
2022-12-06 19:15 | 0.0421 | 0.049
2022-12-06 19:30 | 0.0419 | 0.0487
2022-12-06 19:45 | 0.0421 | 0.0489
2022-12-06 20:00 | 0.0419 | 0.0487
2022-12-06 20:15 | 0.042 | 0.0488
2022-12-06 20:30 | 0.042 | 0.0488
2022-12-06 20:45 | 0.042 | 0.0489
2022-12-06 21:00 | 0.0423 | 0.0492
2022-12-06 21:15 | 0.0424 | 0.0493
2022-12-06 21:30 | 0.0421 | 0.0488
2022-12-06 21:45 | 0.0421 | 0.0488
2022-12-06 22:00 | 0.0423 | 0.0491
2022-12-06 22:15 | 0.0427 | 0.0496
2022-12-06 22:30 | 0.0428 | 0.0497
2022-12-06 22:45 | 0.0429 | 0.0498
2022-12-06 23:00 | 0.0432 | 0.0502
2022-12-06 23:15 | 0.0431 | 0.0502
2022-12-06 23:30 | 0.0433 | 0.0503
2022-12-06 23:45 | 0.0428 | 0.0498
2022-12-07 | 0.0428 | 0.0498
2022-12-07 00:15 | 0.043 | 0.0501
2022-12-07 00:30 | 0.0432 | 0.0503
2022-12-07 00:45 | 0.0432 | 0.0504
2022-12-07 01:00 | 0.0431 | 0.0504
2022-12-07 01:15 | 0.043 | 0.0503
2022-12-07 01:30 | 0.0431 | 0.0503
2022-12-07 01:45 | 0.0431 | 0.0504
2022-12-07 02:00 | 0.0431 | 0.0504
2022-12-07 02:15 | 0.0431 | 0.0503
2022-12-07 02:30 | 0.0432 | 0.0504
2022-12-07 02:45 | 0.0432 | 0.0504
2022-12-07 03:00 | 0.0431 | 0.0504
2022-12-07 03:15 | 0.0432 | 0.0505
2022-12-07 03:30 | 0.0432 | 0.0505
2022-12-07 03:45 | 0.0431 | 0.0504
2022-12-07 04:00 | 0.0429 | 0.0502
2022-12-07 04:15 | 0.043 | 0.0501
2022-12-07 04:30 | 0.043 | 0.0502
2022-12-07 04:45 | 0.0431 | 0.0504
2022-12-07 05:00 | 0.0428 | 0.05
2022-12-07 05:15 | 0.0426 | 0.0498
2022-12-07 05:30 | 0.0425 | 0.0497
2022-12-07 05:45 | 0.0429 | 0.0501
2022-12-07 06:00 | 0.0429 | 0.0502
2022-12-07 06:15 | 0.0427 | 0.0497
2022-12-07 06:30 | 0.9472 | 0.0496
2022-12-07 06:45 | 0.9826 | 0.0493
2022-12-07 07:00 | 0.9474 | 0.0493
2022-12-07 07:15 | 0.8876 | 0.0498
2022-12-07 07:30 | 0.8912 | 0.05
2022-12-07 07:45 | 0.8264 | 0.0498
2022-12-07 08:00 | 0.8085 | 0.0493
2022-12-07 08:15 | 0.8247 | 0.0495
2022-12-07 08:30 | 0.6511 | 0.0495
2022-12-07 08:45 | 0.0427 | 0.106
2022-12-07 09:00 | 0.0458 | 1.1191
2022-12-07 09:15 | 0.0461 | 0.9707
2022-12-07 09:30 | 0.0459 | 0.9362
2022-12-07 09:45 | 0.0459 | 0.9406
2022-12-07 10:00 | 0.0459 | 0.9465
2022-12-07 10:15 | 0.0457 | 0.9522
2022-12-07 10:30 | 0.0456 | 0.9564
2022-12-07 10:45 | 0.0457 | 0.6953
2022-12-07 11:00 | 0.0456 | 0.0392
2022-12-07 11:15 | 0.0457 | 0.0495
2022-12-07 11:30 | 0.0457 | 0.0495
2022-12-07 11:45 | 0.0456 | 0.0495
2022-12-07 12:00 | 0.0454 | 0.0492
2022-12-07 12:15 | 0.0455 | 0.0492
2022-12-07 12:30 | 0.044 | 0.049
2022-12-07 12:45 | 0.044 | 0.0492
2022-12-07 13:00 | 0.044 | 0.0491
2022-12-07 13:15 | 0.0443 | 0.049
2022-12-07 13:30 | 0.0452 | 0.0494
2022-12-07 13:45 | 0.0454 | 0.0495
2022-12-07 14:00 | 0.0453 | 0.0493
2022-12-07 14:15 | 0.0457 | 0.0496
2022-12-07 14:30 | 0.0456 | 0.0495
2022-12-07 14:45 | 0.0455 | 0.0496
2022-12-07 15:00 | 0.0456 | 0.0496
2022-12-07 15:15 | 0.0453 | 0.0495
2022-12-07 15:30 | 0.0456 | 0.0495
2022-12-07 15:45 | 0.0454 | 0.0495
2022-12-07 16:00 | 0.0454 | 0.0488
2022-12-07 16:15 | 0.0441 | 0.0484
2022-12-07 16:30 | 0.0435 | 0.0482
2022-12-07 16:45 | 0.0444 | 0.0487
2022-12-07 17:00 | 0.0451 | 0.0484
2022-12-07 17:15 | 0.0452 | 0.0484
2022-12-07 17:30 | 0.0454 | 0.0484
2022-12-07 17:45 | 0.0452 | 0.0489
2022-12-07 18:00 | 0.0456 | 0.0493
2022-12-07 18:15 | 0.0455 | 0.0491
2022-12-07 18:30 | 0.0448 | 0.0484
2022-12-07 18:45 | 0.0449 | 0.0486
2022-12-07 19:00 | 0.0453 | 0.049
2022-12-07 19:15 | 0.0454 | 0.049
2022-12-07 19:30 | 0.0454 | 0.049
2022-12-07 19:45 | 0.0456 | 0.0495
2022-12-07 20:00 | 0.0456 | 0.0493
2022-12-07 20:15 | 0.0453 | 0.0489
2022-12-07 20:30 | 0.0453 | 0.0489
2022-12-07 20:45 | 0.0449 | 0.0486
2022-12-07 21:00 | 0.0452 | 0.0491
2022-12-07 21:15 | 0.0453 | 0.049
2022-12-07 21:30 | 0.0453 | 0.049
2022-12-07 21:45 | 0.0454 | 0.0492
2022-12-07 22:00 | 0.0454 | 0.0492
2022-12-07 22:15 | 0.0451 | 0.0489
2022-12-07 22:30 | 0.0455 | 0.0494
2022-12-07 22:45 | 0.0458 | 0.0497
2022-12-07 23:00 | 0.0461 | 0.05
2022-12-07 23:15 | 0.0462 | 0.0501
2022-12-07 23:30 | 0.0465 | 0.0503
2022-12-07 23:45 | 0.0464 | 0.0503
2022-12-08 | 0.0458 | 0.0497
2022-12-08 00:15 | 0.0461 | 0.0499
2022-12-08 00:30 | 0.0463 | 0.0502
2022-12-08 00:45 | 0.0462 | 0.0501
2022-12-08 01:00 | 0.0462 | 0.0502
2022-12-08 01:15 | 0.0461 | 0.0501
2022-12-08 01:30 | 0.0462 | 0.0502
2022-12-08 01:45 | 0.0462 | 0.0501
2022-12-08 02:00 | 0.0463 | 0.0502
2022-12-08 02:15 | 0.0463 | 0.0504
2022-12-08 02:30 | 0.0464 | 0.0505
2022-12-08 02:45 | 0.0464 | 0.0504
2022-12-08 03:00 | 0.0464 | 0.0503
2022-12-08 03:15 | 0.0465 | 0.0505
2022-12-08 03:30 | 0.0464 | 0.0504
2022-12-08 03:45 | 0.0465 | 0.0504
2022-12-08 04:00 | 0.0463 | 0.0503
2022-12-08 04:15 | 0.0463 | 0.0502
2022-12-08 04:30 | 0.0462 | 0.0502
2022-12-08 04:45 | 0.0463 | 0.0501
2022-12-08 05:00 | 0.046 | 0.0499
2022-12-08 05:15 | 0.0459 | 0.0498
2022-12-08 05:30 | 0.0458 | 0.0498
2022-12-08 05:45 | 0.0454 | 0.0492
2022-12-08 06:00 | 0.0457 | 0.0496
2022-12-08 06:15 | 0.0456 | 0.0495
2022-12-08 06:30 | 0.0461 | 0.05
2022-12-08 06:45 | 0.046 | 0.0499
2022-12-08 07:00 | 0.0458 | 0.0498
2022-12-08 07:15 | 0.0458 | 0.0497
2022-12-08 07:30 | 0.0457 | 0.0497
2022-12-08 07:45 | 0.0459 | 0.0496
2022-12-08 08:00 | 0.0458 | 0.0495
2022-12-08 08:15 | 0.0459 | 0.0497
2022-12-08 08:30 | 0.0462 | 0.0501
2022-12-08 08:45 | 0.0457 | 0.1101
2022-12-08 09:00 | 0.0455 | 1.2132
2022-12-08 09:15 | 0.0455 | 1.0919
2022-12-08 09:30 | 0.0455 | 1.0346
2022-12-08 09:45 | 0.0457 | 1.0363
2022-12-08 10:00 | 0.0457 | 0.7867
2022-12-08 10:15 | 0.0457 | 0.04
2022-12-08 10:30 | 0.0458 | 0.0499
2022-12-08 10:45 | 0.0458 | 0.0496
2022-12-08 11:00 | 0.046 | 0.0498
2022-12-08 11:15 | 0.0459 | 0.0498
2022-12-08 11:30 | 0.046 | 0.0499
2022-12-08 11:45 | 0.0461 | 0.05
2022-12-08 12:00 | 0.046 | 0.0498
2022-12-08 12:15 | 0.0459 | 0.0498
2022-12-08 12:30 | 0.0458 | 0.0498
2022-12-08 12:45 | 0.0456 | 0.0496
2022-12-08 13:00 | 0.0459 | 0.0497
2022-12-08 13:15 | 0.0459 | 0.0497
2022-12-08 13:30 | 0.0458 | 0.0498
2022-12-08 13:45 | 0.0456 | 0.0494
2022-12-08 14:00 | 0.0458 | 0.0495
2022-12-08 14:15 | 0.0458 | 0.0494
2022-12-08 14:30 | 0.0456 | 0.0495
2022-12-08 14:45 | 0.0455 | 0.0494
2022-12-08 15:00 | 0.0456 | 0.0494
2022-12-08 15:15 | 0.0457 | 0.0494
2022-12-08 15:30 | 0.0455 | 0.0493
2022-12-08 15:45 | 0.0453 | 0.049
2022-12-08 16:00 | 0.0452 | 0.0489
2022-12-08 16:15 | 0.0454 | 0.0491
2022-12-08 16:30 | 0.0454 | 0.0491
2022-12-08 16:45 | 0.0448 | 0.0485
2022-12-08 17:00 | 0.0451 | 0.0489
2022-12-08 17:15 | 0.0448 | 0.0483
2022-12-08 17:30 | 0.0447 | 0.0483
2022-12-08 17:45 | 0.0449 | 0.0484
2022-12-08 18:00 | 0.0449 | 0.0484
2022-12-08 18:15 | 0.0448 | 0.0483
2022-12-08 18:30 | 0.0451 | 0.0487
2022-12-08 18:45 | 0.0452 | 0.0487
2022-12-08 19:00 | 0.045 | 0.0485
2022-12-08 19:15 | 0.0453 | 0.0489
2022-12-08 19:30 | 0.0453 | 0.049
2022-12-08 19:45 | 0.0452 | 0.0489
2022-12-08 20:00 | 0.0449 | 0.0486
2022-12-08 20:15 | 0.0451 | 0.0487
2022-12-08 20:30 | 0.0452 | 0.0487
2022-12-08 20:45 | 0.0452 | 0.0488
2022-12-08 21:00 | 0.0454 | 0.049
2022-12-08 21:15 | 0.045 | 0.0486
2022-12-08 21:30 | 0.0451 | 0.0488
2022-12-08 21:45 | 0.0452 | 0.0489
2022-12-08 22:00 | 0.0452 | 0.0488
2022-12-08 22:15 | 0.0453 | 0.0489
2022-12-08 22:30 | 0.0454 | 0.0492
2022-12-08 22:45 | 0.0455 | 0.0493
2022-12-08 23:00 | 0.0458 | 0.0497
2022-12-08 23:15 | 0.0458 | 0.0496
2022-12-08 23:30 | 0.0461 | 0.0499
2022-12-08 23:45 | 0.0461 | 0.05
2022-12-09 | 0.046 | 0.05
2022-12-09 00:15 | 0.0461 | 0.0499
2022-12-09 00:30 | 0.0463 | 0.0502
2022-12-09 00:45 | 0.0463 | 0.0502
2022-12-09 01:00 | 0.0462 | 0.0501
2022-12-09 01:15 | 0.0463 | 0.0503
2022-12-09 01:30 | 0.0465 | 0.0505
2022-12-09 01:45 | 0.0466 | 0.0506
2022-12-09 02:00 | 0.0465 | 0.0505
2022-12-09 02:15 | 0.0466 | 0.0507
2022-12-09 02:30 | 0.0466 | 0.0506
2022-12-09 02:45 | 0.0466 | 0.0506
2022-12-09 03:00 | 0.0466 | 0.0506
2022-12-09 03:15 | 0.0466 | 0.0507
2022-12-09 03:30 | 0.0466 | 0.0507
2022-12-09 03:45 | 0.0466 | 0.0508
2022-12-09 04:00 | 0.0464 | 0.0505
2022-12-09 04:15 | 0.0463 | 0.0503
2022-12-09 04:30 | 0.0462 | 0.0501
2022-12-09 04:45 | 0.0461 | 0.05
2022-12-09 05:00 | 0.0456 | 0.0498
2022-12-09 05:15 | 0.0459 | 0.0499
2022-12-09 05:30 | 0.0459 | 0.0499
2022-12-09 05:45 | 0.0459 | 0.0502
2022-12-09 06:00 | 0.0436 | 0.0497
2022-12-09 06:15 | 0.046 | 0.0499
2022-12-09 06:30 | 2.0142 | 0.0493
2022-12-09 06:45 | 2.0247 | 0.0491
2022-12-09 07:00 | 2.0955 | 0.049
2022-12-09 07:15 | 1.781 | 0.0494
2022-12-09 07:30 | 1.6264 | 0.5839
2022-12-09 07:45 | 1.8217 | 2.5712
2022-12-09 08:00 | 1.7181 | 2.0924
2022-12-09 08:15 | 1.6254 | 1.9578
2022-12-09 08:30 | 1.3737 | 0.3513
2022-12-09 08:45 | 1.8454 | 0.1178
2022-12-09 09:00 | 1.3847 | 1.5578
2022-12-09 09:15 | 1.8205 | 2.0089
2022-12-09 09:30 | 1.8258 | 2.0465
2022-12-09 09:45 | 0.5651 | 1.7112
2022-12-09 10:00 | 0.0458 | 1.5559
2022-12-09 10:15 | 0.0458 | 1.4974
2022-12-09 10:30 | 0.0459 | 1.3968
2022-12-09 10:45 | 0.0446 | 0.1934
2022-12-09 11:00 | 0.0442 | 0.0497
2022-12-09 11:15 | 0.0447 | 0.0498
2022-12-09 11:30 | 0.0455 | 0.0502
2022-12-09 11:45 | 0.0463 | 0.0503
2022-12-09 12:00 | 0.0458 | 0.0497
2022-12-09 12:15 | 0.0458 | 0.0495
2022-12-09 12:30 | 0.0457 | 0.0495
2022-12-09 12:45 | 0.0458 | 0.0495
2022-12-09 13:00 | 0.0457 | 0.0495
2022-12-09 13:15 | 0.0456 | 0.0495
2022-12-09 13:30 | 0.0454 | 0.0491
2022-12-09 13:45 | 0.0456 | 0.0494
2022-12-09 14:00 | 0.0455 | 0.0496
2022-12-09 14:15 | 0.0457 | 0.0496
2022-12-09 14:30 | 0.0455 | 0.0492
2022-12-09 14:45 | 0.0454 | 0.0492
2022-12-09 15:00 | 0.0453 | 0.0492
2022-12-09 15:15 | 0.0453 | 0.0492
2022-12-09 15:30 | 0.0452 | 0.0489
2022-12-09 15:45 | 0.0451 | 0.0487
2022-12-09 16:00 | 0.0452 | 0.8508
2022-12-09 16:15 | 0.0456 | 1.6179
2022-12-09 16:30 | 0.0454 | 1.3285
2022-12-09 16:45 | 0.0453 | 1.0921
2022-12-09 17:00 | 0.0448 | 0.0345
2022-12-09 17:15 | 0.0445 | 0.0481
2022-12-09 17:30 | 0.0446 | 0.0483
2022-12-09 17:45 | 0.0446 | 0.0481
2022-12-09 18:00 | 0.0448 | 0.0483
2022-12-09 18:15 | 0.0447 | 0.0483
2022-12-09 18:30 | 0.0449 | 0.0485
2022-12-09 18:45 | 0.0449 | 0.0485
2022-12-09 19:00 | 0.045 | 0.0487
2022-12-09 19:15 | 0.0449 | 0.0486
2022-12-09 19:30 | 0.0449 | 0.0485
2022-12-09 19:45 | 0.0448 | 0.0485
2022-12-09 20:00 | 0.0447 | 0.0483
2022-12-09 20:15 | 0.0447 | 0.0484
2022-12-09 20:30 | 0.0446 | 0.0482
2022-12-09 20:45 | 0.0446 | 0.0482
2022-12-09 21:00 | 0.0449 | 0.0486
2022-12-09 21:15 | 0.045 | 0.0488
2022-12-09 21:30 | 0.0451 | 0.0488
2022-12-09 21:45 | 0.0451 | 0.049
2022-12-09 22:00 | 0.0452 | 0.049
2022-12-09 22:15 | 0.0455 | 0.0491
2022-12-09 22:30 | 0.0455 | 0.0493
2022-12-09 22:45 | 0.0456 | 0.0494
2022-12-09 23:00 | 0.0456 | 0.0495
2022-12-09 23:15 | 0.0455 | 0.0492
2022-12-09 23:30 | 0.0458 | 0.0496
2022-12-09 23:45 | 0.0458 | 0.0497
2022-12-10 | 0.0459 | 0.0499
2022-12-10 00:15 | 0.0459 | 0.0498
2022-12-10 00:30 | 0.0458 | 0.0497
2022-12-10 00:45 | 0.0459 | 0.05
2022-12-10 01:00 | 0.0462 | 0.0502
2022-12-10 01:15 | 0.0462 | 0.0501
2022-12-10 01:30 | 0.0459 | 0.05
2022-12-10 01:45 | 0.0459 | 0.05
2022-12-10 02:00 | 0.0461 | 0.0503
2022-12-10 02:15 | 0.0462 | 0.0503
2022-12-10 02:30 | 0.0461 | 0.0501
2022-12-10 02:45 | 0.0461 | 0.0501
2022-12-10 03:00 | 0.0461 | 0.0503
2022-12-10 03:15 | 0.046 | 0.5863
2022-12-10 03:30 | 0.0459 | 2.6133
2022-12-10 03:45 | 0.046 | 2.1395
2022-12-10 04:00 | 0.0461 | 2.0905
2022-12-10 04:15 | 0.0462 | 0.0482
2022-12-10 04:30 | 0.0462 | 0.0503
2022-12-10 04:45 | 0.0463 | 0.0501
2022-12-10 05:00 | 0.0461 | 0.0499
2022-12-10 05:15 | 0.046 | 0.05
2022-12-10 05:30 | 0.0459 | 0.0499
2022-12-10 05:45 | 0.0459 | 0.0499
2022-12-10 06:00 | 0.0458 | 0.0499
2022-12-10 06:15 | 0.0455 | 0.0494
2022-12-10 06:30 | 2.1455 | 0.0496
2022-12-10 06:45 | 2.3896 | 0.0497
2022-12-10 07:00 | 2.1366 | 0.0498
2022-12-10 07:15 | 2.0932 | 0.0493
2022-12-10 07:30 | 1.8561 | 0.0497
2022-12-10 07:45 | 1.8184 | 0.0494
2022-12-10 08:00 | 1.8572 | 0.0489
2022-12-10 08:15 | 1.7265 | 0.0803
2022-12-10 08:30 | 1.4295 | 2.3096
2022-12-10 08:45 | 2.1623 | 2.336
2022-12-10 09:00 | 1.933 | 2.0972
2022-12-10 09:15 | 1.8626 | 2.0087
2022-12-10 09:30 | 1.7942 | 1.9248
2022-12-10 09:45 | 1.7122 | 1.9298
2022-12-10 10:00 | 1.7954 | 1.9357
2022-12-10 10:15 | 1.6458 | 1.9424
2022-12-10 10:30 | 1.2794 | 1.6133
2022-12-10 10:45 | 2.2152 | 2.2952
2022-12-10 11:00 | 2.0041 | 1.9932
2022-12-10 11:15 | 1.67 | 1.6235
2022-12-10 11:30 | 1.7632 | 0.1491
2022-12-10 11:45 | 1.2575 | 0.0485
2022-12-10 12:00 | 1.7458 | 0.0485
2022-12-10 12:15 | 1.7158 | 0.0481
2022-12-10 12:30 | 0.0327 | 0.0483
2022-12-10 12:45 | 0.0447 | 0.0484
2022-12-10 13:00 | 0.045 | 0.0484
2022-12-10 13:15 | 0.0449 | 0.0483
2022-12-10 13:30 | 0.0452 | 0.0488
2022-12-10 13:45 | 0.0449 | 2.0239
2022-12-10 14:00 | 0.0447 | 2.2202
2022-12-10 14:15 | 0.0448 | 1.9799
2022-12-10 14:30 | 0.0449 | 1.7144
2022-12-10 14:45 | 0.045 | 0.0317
2022-12-10 15:00 | 0.0448 | 0.0483
2022-12-10 15:15 | 0.0447 | 0.0481
2022-12-10 15:30 | 0.0446 | 0.048
2022-12-10 15:45 | 0.0446 | 0.0482
2022-12-10 16:00 | 0.0445 | 0.0479
2022-12-10 16:15 | 0.0442 | 0.0477
2022-12-10 16:30 | 0.0444 | 0.048
2022-12-10 16:45 | 0.0448 | 0.0483
2022-12-10 17:00 | 0.0446 | 0.0482
2022-12-10 17:15 | 0.0446 | 0.0482
2022-12-10 17:30 | 0.0449 | 0.0485
2022-12-10 17:45 | 0.0443 | 0.0477
2022-12-10 18:00 | 0.0443 | 0.0478
2022-12-10 18:15 | 0.0445 | 0.048
2022-12-10 18:30 | 0.0446 | 0.0482
2022-12-10 18:45 | 0.0448 | 0.0485
2022-12-10 19:00 | 0.0448 | 0.0486
2022-12-10 19:15 | 0.0447 | 0.0483
2022-12-10 19:30 | 0.0449 | 0.0484
2022-12-10 19:45 | 0.0448 | 0.0484
2022-12-10 20:00 | 0.0449 | 0.0485
2022-12-10 20:15 | 0.045 | 0.0487
2022-12-10 20:30 | 0.0452 | 0.0488
2022-12-10 20:45 | 0.0451 | 0.0488
2022-12-10 21:00 | 0.0451 | 0.0489
2022-12-10 21:15 | 0.0452 | 0.049
2022-12-10 21:30 | 0.0454 | 0.0492
2022-12-10 21:45 | 0.0453 | 0.0492
2022-12-10 22:00 | 0.0453 | 0.0492
2022-12-10 22:15 | 0.0455 | 0.0493
2022-12-10 22:30 | 0.0456 | 0.0494
2022-12-10 22:45 | 0.0454 | 0.0493
2022-12-10 23:00 | 0.0456 | 0.0494
2022-12-10 23:15 | 0.0455 | 0.0493
2022-12-10 23:30 | 0.0455 | 0.0493
2022-12-10 23:45 | 0.0457 | 0.0497
2022-12-11 | 0.0457 | 0.0699
2022-12-11 00:15 | 0.0456 | 2.2612
2022-12-11 00:30 | 0.0458 | 2.2576
2022-12-11 00:45 | 0.0456 | 2.083
2022-12-11 01:00 | 0.0457 | 1.4039
2022-12-11 01:15 | 0.0458 | 0.0391
2022-12-11 01:30 | 0.0459 | 0.0498
2022-12-11 01:45 | 0.0459 | 0.0498
2022-12-11 02:00 | 0.046 | 0.0499
2022-12-11 02:15 | 0.0459 | 0.0498
2022-12-11 02:30 | 0.046 | 0.05
2022-12-11 02:45 | 0.046 | 0.0501
2022-12-11 03:00 | 0.046 | 0.05
2022-12-11 03:15 | 0.046 | 0.0501
2022-12-11 03:30 | 0.046 | 0.0501
2022-12-11 03:45 | 0.046 | 0.0501
2022-12-11 04:00 | 0.046 | 0.0502
2022-12-11 04:15 | 0.0459 | 0.8625
2022-12-11 04:30 | 0.0458 | 2.7012
2022-12-11 04:45 | 0.0457 | 2.3148
2022-12-11 05:00 | 0.0458 | 2.1493
2022-12-11 05:15 | 0.0458 | 0.8321
2022-12-11 05:30 | 0.0461 | 0.0491
2022-12-11 05:45 | 0.0458 | 0.0496
2022-12-11 06:00 | 0.0458 | 0.0496
2022-12-11 06:15 | 0.0456 | 0.0495
2022-12-11 06:30 | 2.4258 | 0.0492
2022-12-11 06:45 | 2.8188 | 0.0493
2022-12-11 07:00 | 2.5864 | 0.0492
2022-12-11 07:15 | 2.3555 | 0.0491
2022-12-11 07:30 | 2.2066 | 0.0493
2022-12-11 07:45 | 2.0723 | 1.0874
2022-12-11 08:00 | 2.0677 | 2.719
2022-12-11 08:15 | 2.1427 | 2.2837
2022-12-11 08:30 | 1.5787 | 2.2099
2022-12-11 08:45 | 2.6305 | 0.2603
2022-12-11 09:00 | 2.5141 | 2.2255
2022-12-11 09:15 | 2.3762 | 2.4321
2022-12-11 09:30 | 2.0298 | 2.22
2022-12-11 09:45 | 1.9513 | 2.0786
2022-12-11 10:00 | 1.8846 | 1.4073
2022-12-11 10:15 | 1.8172 | 2.5851
2022-12-11 10:30 | 1.2609 | 2.1871
2022-12-11 10:45 | 2.3288 | 1.9053
2022-12-11 11:00 | 2.1472 | 1.6309
2022-12-11 11:15 | 1.9647 | 2.3314
2022-12-11 11:30 | 1.8641 | 0.0278
2022-12-11 11:45 | 1.7774 | 0.0488
2022-12-11 12:00 | 1.2144 | 0.0486
2022-12-11 12:15 | 2.5232 | 0.0487
2022-12-11 12:30 | 2.1663 | 0.0488
2022-12-11 12:45 | 1.6546 | 0.0485
2022-12-11 13:00 | 1.6129 | 0.0485
2022-12-11 13:15 | 0.5128 | 0.9135
2022-12-11 13:30 | 0.0444 | 2.4428
2022-12-11 13:45 | 0.0442 | 2.0388
2022-12-11 14:00 | 0.0443 | 1.9315
2022-12-11 14:15 | 0.0448 | 1.4698
2022-12-11 14:30 | 0.0451 | 0.0365
2022-12-11 14:45 | 0.0452 | 0.0487
2022-12-11 15:00 | 0.0452 | 0.0487
2022-12-11 15:15 | 0.0454 | 0.0485
2022-12-11 15:30 | 0.0448 | 0.0484
2022-12-11 15:45 | 0.0446 | 0.0482
2022-12-11 16:00 | 0.0443 | 0.0479
2022-12-11 16:15 | 0.0443 | 0.0474
2022-12-11 16:30 | 0.0443 | 1.0744
2022-12-11 16:45 | 0.0445 | 2.2041
2022-12-11 17:00 | 0.0446 | 0.0304
2022-12-11 17:15 | 0.0447 | 0.0483
2022-12-11 17:30 | 0.0446 | 0.0483
2022-12-11 17:45 | 0.0445 | 0.0481
2022-12-11 18:00 | 0.0445 | 0.0481
2022-12-11 18:15 | 0.0448 | 0.0484
2022-12-11 18:30 | 0.0447 | 0.0484
2022-12-11 18:45 | 0.0446 | 0.0482
2022-12-11 19:00 | 0.0442 | 0.0479
2022-12-11 19:15 | 0.0439 | 0.0477
2022-12-11 19:30 | 0.0443 | 0.048
2022-12-11 19:45 | 0.0445 | 0.0482
2022-12-11 20:00 | 0.0443 | 0.048
2022-12-11 20:15 | 0.0448 | 0.0485
2022-12-11 20:30 | 0.0448 | 0.0485
2022-12-11 20:45 | 0.0447 | 0.0483
2022-12-11 21:00 | 0.0447 | 0.0483
2022-12-11 21:15 | 0.0449 | 0.0485
2022-12-11 21:30 | 0.0452 | 0.0489
2022-12-11 21:45 | 0.045 | 0.0487
2022-12-11 22:00 | 0.0455 | 0.0492
2022-12-11 22:15 | 0.0456 | 0.0495
2022-12-11 22:30 | 0.0457 | 0.0495
2022-12-11 22:45 | 0.0457 | 0.0496
2022-12-11 23:00 | 0.0457 | 0.0496
2022-12-11 23:15 | 0.0458 | 0.0498
2022-12-11 23:30 | 0.046 | 0.0499
2022-12-11 23:45 | 0.046 | 0.0501
2022-12-12 | 0.0462 | 0.0503
2022-12-12 00:15 | 0.046 | 0.8285
2022-12-12 00:30 | 0.0462 | 2.6708
2022-12-12 00:45 | 0.0462 | 2.3288
2022-12-12 01:00 | 0.0462 | 2.1995
2022-12-12 01:15 | 0.0464 | 0.8439
2022-12-12 01:30 | 0.0464 | 0.0503
2022-12-12 01:45 | 0.0464 | 0.0502
2022-12-12 02:00 | 0.0465 | 0.0504
2022-12-12 02:15 | 0.0466 | 0.0507
2022-12-12 02:30 | 0.0464 | 0.0505
2022-12-12 02:45 | 0.0465 | 0.0505
2022-12-12 03:00 | 0.0464 | 0.0505
2022-12-12 03:15 | 0.0464 | 0.0505
2022-12-12 03:30 | 0.0464 | 0.2848
2022-12-12 03:45 | 0.046 | 2.7361
2022-12-12 04:00 | 0.0461 | 2.3734
2022-12-12 04:15 | 0.0461 | 2.1939
2022-12-12 04:30 | 0.0461 | 0.7419
2022-12-12 04:45 | 0.0461 | 0.0501
2022-12-12 05:00 | 0.046 | 0.0501
2022-12-12 05:15 | 0.046 | 0.05
2022-12-12 05:30 | 0.0461 | 0.05
2022-12-12 05:45 | 0.0462 | 0.0503
2022-12-12 06:00 | 0.0458 | 0.0499
2022-12-12 06:15 | 0.0458 | 0.05
2022-12-12 06:30 | 2.0541 | 0.0495
2022-12-12 06:45 | 2.9444 | 0.5476
2022-12-12 07:00 | 2.5823 | 2.8954
2022-12-12 07:15 | 2.3866 | 2.3928
2022-12-12 07:30 | 2.3833 | 2.3438
2022-12-12 07:45 | 2.354 | 1.1452
2022-12-12 08:00 | 2.2615 | 0.0467
2022-12-12 08:15 | 2.2137 | 0.0494
2022-12-12 08:30 | 1.0234 | 0.0497
2022-12-12 08:45 | 3.0216 | 0.1376
2022-12-12 09:00 | 2.442 | 2.5393
2022-12-12 09:15 | 2.0955 | 2.635
2022-12-12 09:30 | 2.1093 | 2.4225
2022-12-12 09:45 | 1.8993 | 2.3947
2022-12-12 10:00 | 1.8611 | 0.7593
2022-12-12 10:15 | 1.9436 | 0.6962
2022-12-12 10:30 | 1.5411 | 2.8003
2022-12-12 10:45 | 1.8625 | 2.1917
2022-12-12 11:00 | 2.1804 | 2.0644
2022-12-12 11:15 | 1.8648 | 2.0801
2022-12-12 11:30 | 0.7845 | 1.9899
2022-12-12 11:45 | 0.0467 | 0.9929
2022-12-12 12:00 | 0.0467 | 0.0462
2022-12-12 12:15 | 0.0465 | 0.0503
2022-12-12 12:30 | 0.0465 | 0.0502
2022-12-12 12:45 | 0.0465 | 0.0503
2022-12-12 13:00 | 0.0466 | 0.0505
2022-12-12 13:15 | 0.0397 | 0.0506
2022-12-12 13:30 | 0.0465 | 0.1022
2022-12-12 13:45 | 0.046 | 2.1946
2022-12-12 14:00 | 0.046 | 2.0433
2022-12-12 14:15 | 0.0461 | 1.8702
2022-12-12 14:30 | 0.0459 | 1.8663
2022-12-12 14:45 | 0.0461 | 0.3072
2022-12-12 15:00 | 0.046 | 0.0501
2022-12-12 15:15 | 0.0458 | 0.0499
2022-12-12 15:30 | 0.0454 | 0.0495
2022-12-12 15:45 | 0.0454 | 0.0494
2022-12-12 16:00 | 0.0451 | 0.0493
2022-12-12 16:15 | 0.0449 | 0.0489
2022-12-12 16:30 | 0.0448 | 0.2874
2022-12-12 16:45 | 0.0448 | 2.0883
2022-12-12 17:00 | 0.0449 | 0.0294
2022-12-12 17:15 | 0.0449 | 0.0489
2022-12-12 17:30 | 0.0447 | 0.0485
2022-12-12 17:45 | 0.0445 | 0.0484
2022-12-12 18:00 | 0.0445 | 0.0484
2022-12-12 18:15 | 0.0447 | 0.0486
2022-12-12 18:30 | 0.0449 | 0.0487
2022-12-12 18:45 | 0.0448 | 0.0487
2022-12-12 19:00 | 0.0448 | 0.0487
2022-12-12 19:15 | 0.0449 | 0.0489
2022-12-12 19:30 | 0.0451 | 0.0492
2022-12-12 19:45 | 0.0453 | 0.0494
2022-12-12 20:00 | 0.0453 | 0.0494
2022-12-12 20:15 | 0.0452 | 0.0494
2022-12-12 20:30 | 0.0451 | 0.0492
2022-12-12 20:45 | 0.0449 | 0.049
2022-12-12 21:00 | 0.045 | 0.0491
2022-12-12 21:15 | 0.0451 | 0.0493
2022-12-12 21:30 | 0.0448 | 0.0491
2022-12-12 21:45 | 0.0448 | 0.0489
2022-12-12 22:00 | 0.0451 | 0.0493
2022-12-12 22:15 | 0.045 | 0.0492
2022-12-12 22:30 | 0.045 | 0.0493
2022-12-12 22:45 | 0.045 | 0.0494
2022-12-12 23:00 | 0.0451 | 0.4082
2022-12-12 23:15 | 0.0448 | 2.7881
2022-12-12 23:30 | 0.0449 | 2.3497
2022-12-12 23:45 | 0.0451 | 2.1982
2022-12-13 | 0.0452 | 1.1744
2022-12-13 00:15 | 0.0455 | 0.0441
2022-12-13 00:30 | 0.0456 | 0.0498
2022-12-13 00:45 | 0.0457 | 0.05
2022-12-13 01:00 | 0.0457 | 0.05
2022-12-13 01:15 | 0.0457 | 0.05
2022-12-13 01:30 | 0.0457 | 0.0501
2022-12-13 01:45 | 0.0458 | 0.0501
2022-12-13 02:00 | 0.0457 | 0.05
2022-12-13 02:15 | 0.0455 | 0.0497
2022-12-13 02:30 | 0.0455 | 1.9862
2022-12-13 02:45 | 0.0455 | 2.4951
2022-12-13 03:00 | 0.0456 | 2.2307
2022-12-13 03:15 | 0.0454 | 2.1302
2022-12-13 03:30 | 0.0456 | 0.0302
2022-12-13 03:45 | 0.0455 | 0.0499
2022-12-13 04:00 | 0.0456 | 0.0501
2022-12-13 04:15 | 0.0455 | 0.0498
2022-12-13 04:30 | 0.0454 | 0.0497
2022-12-13 04:45 | 0.0454 | 0.0497
2022-12-13 05:00 | 0.0454 | 0.0498
2022-12-13 05:15 | 1.0415 | 0.0498
2022-12-13 05:30 | 3.2062 | 0.0494
2022-12-13 05:45 | 2.733 | 0.5099
2022-12-13 06:00 | 2.4053 | 2.8063
2022-12-13 06:15 | 2.172 | 2.3347
2022-12-13 06:30 | 2.2123 | 2.2095
2022-12-13 06:45 | 1.8521 | 1.2239
2022-12-13 07:00 | 1.9566 | 0.043
2022-12-13 07:15 | 1.4184 | 0.0491
2022-12-13 07:30 | 2.5839 | 0.0491
2022-12-13 07:45 | 2.4674 | 0.0491
2022-12-13 08:00 | 2.0085 | 0.0492
2022-12-13 08:15 | 2.0394 | 0.0492
2022-12-13 08:30 | 1.9167 | 0.0494
2022-12-13 08:45 | 1.7905 | 0.1373
2022-12-13 09:00 | 1.7694 | 2.0199
2022-12-13 09:15 | 1.5401 | 2.1419
2022-12-13 09:30 | 1.5647 | 2.2477
2022-12-13 09:45 | 2.1878 | 1.9759
2022-12-13 10:00 | 1.7427 | 1.9416
2022-12-13 10:15 | 1.51 | 1.9573
2022-12-13 10:30 | 1.2655 | 1.8995
2022-12-13 10:45 | 1.9887 | 1.8673
2022-12-13 11:00 | 1.8279 | 1.8747
2022-12-13 11:15 | 0.2228 | 1.4404
2022-12-13 11:30 | 0.0457 | 1.2996
2022-12-13 11:45 | 0.0458 | 0.0385
2022-12-13 12:00 | 0.0456 | 0.0497
2022-12-13 12:15 | 0.0457 | 0.0496
2022-12-13 12:30 | 0.0458 | 0.0498
2022-12-13 12:45 | 0.0457 | 0.0499
2022-12-13 13:00 | 0.0457 | 0.0498
2022-12-13 13:15 | 0.0457 | 0.0499
2022-12-13 13:30 | 0.0457 | 0.05
2022-12-13 13:45 | 0.0458 | 0.1972
2022-12-13 14:00 | 0.0455 | 1.9192
2022-12-13 14:15 | 0.0455 | 1.7095
2022-12-13 14:30 | 0.0442 | 1.5026
2022-12-13 14:45 | 0.0453 | 1.4932
2022-12-13 15:00 | 0.0455 | 0.3092
2022-12-13 15:15 | 0.0453 | 0.0492
2022-12-13 15:30 | 0.0451 | 0.049
2022-12-13 15:45 | 0.0449 | 0.0488
2022-12-13 16:00 | 0.045 | 0.0489
2022-12-13 16:15 | 0.0449 | 0.0488
2022-12-13 16:30 | 0.0447 | 0.0487
2022-12-13 16:45 | 0.0449 | 0.0486
2022-12-13 17:00 | 0.0445 | 0.0484
2022-12-13 17:15 | 0.0444 | 0.0484
2022-12-13 17:30 | 0.0444 | 0.0483
2022-12-13 17:45 | 0.0443 | 0.048
2022-12-13 18:00 | 0.0446 | 0.0484
2022-12-13 18:15 | 0.0445 | 0.0483
2022-12-13 18:30 | 0.0443 | 0.0481
2022-12-13 18:45 | 0.0445 | 0.0483
2022-12-13 19:00 | 0.0446 | 0.0485
2022-12-13 19:15 | 0.0432 | 0.0486
2022-12-13 19:30 | 0.0428 | 0.0484
2022-12-13 19:45 | 0.0432 | 0.0486
2022-12-13 20:00 | 0.0434 | 0.0483
2022-12-13 20:15 | 0.0445 | 0.0488
2022-12-13 20:30 | 0.045 | 0.049
2022-12-13 20:45 | 0.0451 | 0.0492
2022-12-13 21:00 | 0.0451 | 0.0491
2022-12-13 21:15 | 0.0452 | 0.0493
2022-12-13 21:30 | 0.0453 | 0.0494
2022-12-13 21:45 | 0.0455 | 0.0496
2022-12-13 22:00 | 0.0455 | 0.0496
2022-12-13 22:15 | 0.0455 | 0.0496
2022-12-13 22:30 | 0.0454 | 0.0495
2022-12-13 22:45 | 0.0457 | 0.0499
2022-12-13 23:00 | 0.0459 | 0.0501
2022-12-13 23:15 | 0.046 | 0.0503
2022-12-13 23:30 | 0.0462 | 0.0504
2022-12-13 23:45 | 0.0463 | 0.0665
2022-12-14 | 0.0461 | 2.2009
2022-12-14 00:15 | 0.0455 | 2.2146
2022-12-14 00:30 | 0.0455 | 1.9525
2022-12-14 00:45 | 0.0458 | 1.3188
2022-12-14 01:00 | 0.0459 | 0.0392
2022-12-14 01:15 | 0.0458 | 0.0501
2022-12-14 01:30 | 0.0459 | 0.0501
2022-12-14 01:45 | 0.0459 | 0.0501
2022-12-14 02:00 | 0.046 | 0.0502
2022-12-14 02:15 | 0.0458 | 0.0501
2022-12-14 02:30 | 0.0459 | 0.0501
2022-12-14 02:45 | 0.0459 | 0.0502
2022-12-14 03:00 | 0.0459 | 0.0502
2022-12-14 03:15 | 0.0459 | 0.0502
2022-12-14 03:30 | 0.0459 | 0.0503
2022-12-14 03:45 | 0.0458 | 1.2677
2022-12-14 04:00 | 0.0456 | 2.662
2022-12-14 04:15 | 0.0455 | 2.2584
2022-12-14 04:30 | 0.0455 | 2.1795
2022-12-14 04:45 | 0.0457 | 0.1976
2022-12-14 05:00 | 0.0456 | 0.0498
2022-12-14 05:15 | 0.0455 | 0.0496
2022-12-14 05:30 | 0.0459 | 0.0502
2022-12-14 05:45 | 0.0463 | 0.0504
2022-12-14 06:00 | 0.0459 | 0.0502
2022-12-14 06:15 | 0.0457 | 0.0499
2022-12-14 06:30 | 1.9385 | 0.05
2022-12-14 06:45 | 3.1165 | 0.0502
2022-12-14 07:00 | 2.9439 | 2.2614
2022-12-14 07:15 | 2.6277 | 2.58
2022-12-14 07:30 | 2.4401 | 1.8973
2022-12-14 07:45 | 2.3304 | 2.2414
2022-12-14 08:00 | 2.213 | 1.3908
2022-12-14 08:15 | 2.2243 | 0.0425
2022-12-14 08:30 | 1.6266 | 0.0496
2022-12-14 08:45 | 2.6972 | 0.1463
2022-12-14 09:00 | 2.4686 | 2.4396
2022-12-14 09:15 | 2.1607 | 2.4052
2022-12-14 09:30 | 2.0815 | 2.072
2022-12-14 09:45 | 2.0424 | 2.0467
2022-12-14 10:00 | 1.807 | 2.0666
2022-12-14 10:15 | 1.8221 | 1.9802
2022-12-14 10:30 | 1.167 | 1.3598
2022-12-14 10:45 | 2.1661 | 2.3119
2022-12-14 11:00 | 1.9842 | 1.8747
2022-12-14 11:15 | 1.4961 | 0.0315
2022-12-14 11:30 | 1.6085 | 0.0497
2022-12-14 11:45 | 1.1001 | 0.0495
2022-12-14 12:00 | 2.0206 | 0.0493
2022-12-14 12:15 | 1.8044 | 0.0496
2022-12-14 12:30 | 0.6168 | 0.0498
2022-12-14 12:45 | 0.0458 | 0.0499
2022-12-14 13:00 | 0.0458 | 0.0498
2022-12-14 13:15 | 0.0458 | 0.8656
2022-12-14 13:30 | 0.0458 | 2.2061
2022-12-14 13:45 | 0.0459 | 1.8207
2022-12-14 14:00 | 0.0458 | 1.761
2022-12-14 14:15 | 0.0458 | 1.1624
2022-12-14 14:30 | 0.0457 | 0.0392
2022-12-14 14:45 | 0.0454 | 0.0495
2022-12-14 15:00 | 0.0452 | 0.0491
2022-12-14 15:15 | 0.0451 | 0.0489
2022-12-14 15:30 | 0.0449 | 0.049
2022-12-14 15:45 | 0.0449 | 0.0489
2022-12-14 16:00 | 0.0449 | 0.0487
2022-12-14 16:15 | 0.0452 | 0.049
2022-12-14 16:30 | 0.0449 | 0.1262
2022-12-14 16:45 | 0.0448 | 1.8303
2022-12-14 17:00 | 0.0451 | 0.029
2022-12-14 17:15 | 0.0449 | 0.0486
2022-12-14 17:30 | 0.045 | 0.0486
2022-12-14 17:45 | 0.045 | 0.0489
2022-12-14 18:00 | 0.045 | 0.0489
2022-12-14 18:15 | 0.045 | 0.0486
2022-12-14 18:30 | 0.0453 | 0.0491
2022-12-14 18:45 | 0.0453 | 0.0494
2022-12-14 19:00 | 0.0453 | 0.0493
2022-12-14 19:15 | 0.0453 | 0.0493
2022-12-14 19:30 | 0.0451 | 0.0491
2022-12-14 19:45 | 0.0453 | 0.0493
2022-12-14 20:00 | 0.0452 | 0.0493
2022-12-14 20:15 | 0.0452 | 0.0491
2022-12-14 20:30 | 0.0451 | 0.0492
2022-12-14 20:45 | 0.0449 | 0.049
2022-12-14 21:00 | 0.0449 | 0.0489
2022-12-14 21:15 | 0.045 | 0.049
2022-12-14 21:30 | 0.045 | 0.0491
2022-12-14 21:45 | 0.0451 | 0.0493
2022-12-14 22:00 | 0.0452 | 0.0494
2022-12-14 22:15 | 0.0453 | 0.0495
2022-12-14 22:30 | 0.0455 | 0.0497
2022-12-14 22:45 | 0.0455 | 0.0498
2022-12-14 23:00 | 0.0459 | 0.0501
2022-12-14 23:15 | 0.0461 | 0.0505
2022-12-14 23:30 | 0.0459 | 0.0503
2022-12-14 23:45 | 0.0462 | 0.0507
2022-12-15 | 0.0462 | 0.0507
2022-12-15 00:15 | 0.0463 | 0.0508
2022-12-15 00:30 | 0.0462 | 2.0598
2022-12-15 00:45 | 0.0462 | 2.2955
2022-12-15 01:00 | 0.0463 | 1.9721
2022-12-15 01:15 | 0.0464 | 1.6128
2022-12-15 01:30 | 0.0466 | 0.0346
2022-12-15 01:45 | 0.0463 | 0.0507
2022-12-15 02:00 | 0.046 | 0.0503
2022-12-15 02:15 | 0.046 | 0.0504
2022-12-15 02:30 | 0.0461 | 0.0505
2022-12-15 02:45 | 0.046 | 0.0502
2022-12-15 03:00 | 0.0459 | 0.0503
2022-12-15 03:15 | 0.0454 | 0.0503
2022-12-15 03:30 | 0.0452 | 0.0504
2022-12-15 03:45 | 0.0459 | 0.0503
2022-12-15 04:00 | 0.0458 | 0.0503
2022-12-15 04:15 | 0.0459 | 0.0504
2022-12-15 04:30 | 0.0457 | 0.9823
2022-12-15 04:45 | 0.0455 | 2.4444
2022-12-15 05:00 | 0.0455 | 2.0537
2022-12-15 05:15 | 0.0454 | 1.9547
2022-12-15 05:30 | 0.0453 | 0.2978
2022-12-15 05:45 | 0.0453 | 0.0497
2022-12-15 06:00 | 0.0456 | 0.05
2022-12-15 06:15 | 0.0457 | 0.0501
2022-12-15 06:30 | 2.0028 | 0.0497
2022-12-15 06:45 | 2.0607 | 0.0495
2022-12-15 07:00 | 2.1131 | 0.0492
2022-12-15 07:15 | 1.6627 | 0.049
2022-12-15 07:30 | 1.7481 | 0.0491
2022-12-15 07:45 | 1.6505 | 0.049
2022-12-15 08:00 | 1.5855 | 0.0491
2022-12-15 08:15 | 1.7776 | 0.0492
2022-12-15 08:30 | 1.2625 | 0.0494
2022-12-15 08:45 | 1.8972 | 0.151
2022-12-15 09:00 | 1.695 | 1.8214
2022-12-15 09:15 | 1.5242 | 1.8602
2022-12-15 09:30 | 1.4061 | 1.9464
2022-12-15 09:45 | 1.3314 | 1.6952
2022-12-15 10:00 | 1.4077 | 1.6078
2022-12-15 10:15 | 1.3238 | 1.6073
2022-12-15 10:30 | 1.2144 | 1.6123
2022-12-15 10:45 | 1.528 | 1.6172
2022-12-15 11:00 | 1.4932 | 1.6055
2022-12-15 11:15 | 1.3977 | 1.4843
2022-12-15 11:30 | 1.2607 | 1.4923
2022-12-15 11:45 | 0.9805 | 1.4618
2022-12-15 12:00 | 1.505 | 0.3598
2022-12-15 12:15 | 1.3697 | 0.0494
2022-12-15 12:30 | 1.2313 | 0.0493
2022-12-15 12:45 | 1.1781 | 0.0491
2022-12-15 13:00 | 1.2034 | 0.0493
2022-12-15 13:15 | 1.1438 | 0.0491
2022-12-15 13:30 | 1.2657 | 0.0491
2022-12-15 13:45 | 1.2059 | 0.0493
2022-12-15 14:00 | 1.2625 | 0.0494
2022-12-15 14:15 | 1.1693 | 0.9073
2022-12-15 14:30 | 1.2542 | 1.8163
2022-12-15 14:45 | 0.585 | 1.4763
2022-12-15 15:00 | 0.0449 | 1.3591
2022-12-15 15:15 | 0.0449 | 1.3594
2022-12-15 15:30 | 0.0449 | 0.5634
2022-12-15 15:45 | 0.0449 | 0.049
2022-12-15 16:00 | 0.0449 | 0.0489
2022-12-15 16:15 | 0.0448 | 0.0487
2022-12-15 16:30 | 0.0449 | 0.0487
2022-12-15 16:45 | 0.0448 | 0.0487
2022-12-15 17:00 | 0.0447 | 0.0487
2022-12-15 17:15 | 0.0447 | 0.0487
2022-12-15 17:30 | 0.0448 | 0.0487
2022-12-15 17:45 | 0.0449 | 0.0488
2022-12-15 18:00 | 0.0449 | 0.0489
2022-12-15 18:15 | 0.045 | 0.049
2022-12-15 18:30 | 0.0451 | 0.0492
2022-12-15 18:45 | 0.045 | 0.0491
2022-12-15 19:00 | 0.0451 | 0.049
2022-12-15 19:15 | 0.0446 | 0.0485
2022-12-15 19:30 | 0.0445 | 0.0485
2022-12-15 19:45 | 0.0445 | 0.0485
2022-12-15 20:00 | 0.0449 | 0.0489
2022-12-15 20:15 | 0.045 | 0.049
2022-12-15 20:30 | 0.0449 | 0.0489
2022-12-15 20:45 | 0.0447 | 0.0488
2022-12-15 21:00 | 0.0448 | 0.0489
2022-12-15 21:15 | 0.0451 | 0.0492
2022-12-15 21:30 | 0.0451 | 0.0491
2022-12-15 21:45 | 0.0453 | 0.0493
2022-12-15 22:00 | 0.0453 | 0.0494
2022-12-15 22:15 | 0.0452 | 0.0494
2022-12-15 22:30 | 0.0453 | 0.0494
2022-12-15 22:45 | 0.0454 | 0.0495
2022-12-15 23:00 | 0.0455 | 0.0497
2022-12-15 23:15 | 0.0457 | 0.05
2022-12-15 23:30 | 0.0458 | 0.05
2022-12-15 23:45 | 0.0458 | 0.0502
2022-12-16 | 0.0458 | 0.0503
2022-12-16 00:15 | 0.0461 | 0.0504
2022-12-16 00:30 | 0.0461 | 0.0504
2022-12-16 00:45 | 0.046 | 0.0504
2022-12-16 01:00 | 0.0461 | 0.0505
2022-12-16 01:15 | 0.046 | 0.0505
2022-12-16 01:30 | 0.0462 | 0.0506
2022-12-16 01:45 | 0.0462 | 0.0506
2022-12-16 02:00 | 0.046 | 0.0506
2022-12-16 02:15 | 0.0463 | 0.0508
2022-12-16 02:30 | 0.0462 | 0.0507
2022-12-16 02:45 | 0.0462 | 0.0507
2022-12-16 03:00 | 0.0461 | 0.0506
2022-12-16 03:15 | 0.0461 | 0.0506
2022-12-16 03:30 | 0.0461 | 0.0505
2022-12-16 03:45 | 0.046 | 0.0504
2022-12-16 04:00 | 0.046 | 0.0505
2022-12-16 04:15 | 0.046 | 0.0505
2022-12-16 04:30 | 0.0461 | 0.0506
2022-12-16 04:45 | 0.0461 | 0.0506
2022-12-16 05:00 | 0.0457 | 0.0502
2022-12-16 05:15 | 0.0459 | 1.2551
2022-12-16 05:30 | 0.046 | 1.5312
2022-12-16 05:45 | 0.046 | 1.3796
2022-12-16 06:00 | 0.0459 | 1.3563
2022-12-16 06:15 | 0.0458 | 0.708
2022-12-16 06:30 | 1.6936 | 0.0468
2022-12-16 06:45 | 1.9326 | 0.0502
2022-12-16 07:00 | 1.6227 | 0.05
2022-12-16 07:15 | 1.1758 | 0.0498
2022-12-16 07:30 | 1.1138 | 0.0497
2022-12-16 07:45 | 1.1037 | 0.0495
2022-12-16 08:00 | 0.8969 | 0.0498
2022-12-16 08:15 | 1.5376 | 0.0497
2022-12-16 08:30 | 1.3278 | 0.0496
2022-12-16 08:45 | 1.0643 | 0.162
2022-12-16 09:00 | 1.257 | 1.6925
2022-12-16 09:15 | 1.2929 | 1.4507
2022-12-16 09:30 | 1.2807 | 1.2391
2022-12-16 09:45 | 1.2506 | 0.9364
2022-12-16 10:00 | 1.2685 | 1.6395
2022-12-16 10:15 | 1.1888 | 1.3724
2022-12-16 10:30 | 1.2278 | 1.2362
2022-12-16 10:45 | 1.2126 | 1.2373
2022-12-16 11:00 | 0.7201 | 1.2398
2022-12-16 11:15 | 0.0453 | 1.2428
2022-12-16 11:30 | 0.0451 | 1.2266
2022-12-16 11:45 | 0.0451 | 0.2447
2022-12-16 12:00 | 0.0451 | 0.0492
2022-12-16 12:15 | 0.0453 | 0.0493
2022-12-16 12:30 | 0.0455 | 0.0495
2022-12-16 12:45 | 0.0454 | 0.0493
2022-12-16 13:00 | 0.0453 | 0.0493
2022-12-16 13:15 | 0.0453 | 0.0494
2022-12-16 13:30 | 0.0452 | 0.0494
2022-12-16 13:45 | 0.0452 | 0.0493
2022-12-16 14:00 | 0.0454 | 0.0495
2022-12-16 14:15 | 0.0453 | 1.1568
2022-12-16 14:30 | 0.0455 | 1.3615
2022-12-16 14:45 | 0.0455 | 1.1392
2022-12-16 15:00 | 0.0453 | 1.0929
2022-12-16 15:15 | 0.0452 | 1.0956
2022-12-16 15:30 | 0.0452 | 0.174
2022-12-16 15:45 | 0.0452 | 0.0492
2022-12-16 16:00 | 0.0451 | 0.0491
2022-12-16 16:15 | 0.045 | 0.049
2022-12-16 16:30 | 0.0449 | 0.0489
2022-12-16 16:45 | 0.0447 | 0.0491
2022-12-16 17:00 | 0.0448 | 0.0491
2022-12-16 17:15 | 0.0447 | 0.0486
2022-12-16 17:30 | 0.0449 | 0.049
2022-12-16 17:45 | 0.045 | 0.0492
2022-12-16 18:00 | 0.0428 | 0.0487
2022-12-16 18:15 | 0.0429 | 0.0486
2022-12-16 18:30 | 0.0431 | 0.0485
2022-12-16 18:45 | 0.0438 | 0.0488
2022-12-16 19:00 | 0.0445 | 0.0488
2022-12-16 19:15 | 0.0432 | 0.0487
2022-12-16 19:30 | 0.0437 | 0.0485
2022-12-16 19:45 | 0.0451 | 0.0487
2022-12-16 20:00 | 0.0451 | 0.0489
2022-12-16 20:15 | 0.0452 | 0.0486
2022-12-16 20:30 | 0.0451 | 0.0491
2022-12-16 20:45 | 0.0451 | 0.0492
2022-12-16 21:00 | 0.0451 | 0.049
2022-12-16 21:15 | 0.0451 | 0.0491
2022-12-16 21:30 | 0.0453 | 0.0494
2022-12-16 21:45 | 0.0453 | 0.0495
2022-12-16 22:00 | 0.0454 | 0.0496
2022-12-16 22:15 | 0.0456 | 0.0498
2022-12-16 22:30 | 0.0455 | 0.0497
2022-12-16 22:45 | 0.0457 | 0.05
2022-12-16 23:00 | 0.0458 | 0.0499
2022-12-16 23:15 | 0.046 | 0.0502
2022-12-16 23:30 | 0.0461 | 0.0505
2022-12-16 23:45 | 0.0461 | 0.0506
2022-12-17 | 0.0461 | 0.0505
2022-12-17 00:15 | 0.0463 | 0.0507
2022-12-17 00:30 | 0.0463 | 0.0506
2022-12-17 00:45 | 0.0463 | 0.0507
2022-12-17 01:00 | 0.0464 | 0.0508
2022-12-17 01:15 | 0.0464 | 0.0508
2022-12-17 01:30 | 0.0466 | 0.051
2022-12-17 01:45 | 0.0466 | 0.0511
2022-12-17 02:00 | 0.0465 | 0.051
2022-12-17 02:15 | 0.0466 | 0.0511
2022-12-17 02:30 | 0.0467 | 0.0512
2022-12-17 02:45 | 0.0463 | 0.0509
2022-12-17 03:00 | 0.0463 | 0.0509
2022-12-17 03:15 | 0.0465 | 0.051
2022-12-17 03:30 | 0.0466 | 0.0511
2022-12-17 03:45 | 0.0465 | 0.0512
2022-12-17 04:00 | 0.0466 | 0.0511
2022-12-17 04:15 | 0.0467 | 0.0512
2022-12-17 04:30 | 0.0465 | 0.051
2022-12-17 04:45 | 0.0464 | 0.051
2022-12-17 05:00 | 0.0464 | 0.0509
2022-12-17 05:15 | 0.0465 | 0.051
2022-12-17 05:30 | 0.0465 | 0.051
2022-12-17 05:45 | 0.0464 | 0.1157
2022-12-17 06:00 | 0.0461 | 2.2649
2022-12-17 06:15 | 0.0461 | 2.063
2022-12-17 06:30 | 1.9003 | 1.9902
2022-12-17 06:45 | 1.9071 | 0.8864
2022-12-17 07:00 | 1.8913 | 0.0473
2022-12-17 07:15 | 1.7419 | 0.0501
2022-12-17 07:30 | 1.899 | 0.0498
2022-12-17 07:45 | 1.6319 | 0.0499
2022-12-17 08:00 | 2.0677 | 0.0498
2022-12-17 08:15 | 2.2505 | 0.0496
2022-12-17 08:30 | 0.6507 | 0.0498
2022-12-17 08:45 | 2.2094 | 0.168
2022-12-17 09:00 | 1.9806 | 2.1796
2022-12-17 09:15 | 1.6643 | 1.9032
2022-12-17 09:30 | 1.2859 | 1.7586
2022-12-17 09:45 | 1.2249 | 1.6323
2022-12-17 10:00 | 0.764 | 1.6357
2022-12-17 10:15 | 0.0454 | 1.5261
2022-12-17 10:30 | 0.0454 | 1.4964
2022-12-17 10:45 | 0.0454 | 1.4038
2022-12-17 11:00 | 0.0452 | 1.361
2022-12-17 11:15 | 0.0452 | 1.6749
2022-12-17 11:30 | 0.0452 | 0.1543
2022-12-17 11:45 | 0.0453 | 0.0494
2022-12-17 12:00 | 0.0457 | 0.0497
2022-12-17 12:15 | 0.0457 | 0.0497
2022-12-17 12:30 | 0.0455 | 0.05
2022-12-17 12:45 | 0.0453 | 0.0495
2022-12-17 13:00 | 0.0453 | 0.0494
2022-12-17 13:15 | 0.0451 | 0.0492
2022-12-17 13:30 | 0.0451 | 0.0493
2022-12-17 13:45 | 0.0451 | 0.0493
2022-12-17 14:00 | 0.0446 | 0.0487
2022-12-17 14:15 | 0.0449 | 0.0487
2022-12-17 14:30 | 0.8865 | 0.0488
2022-12-17 14:45 | 1.8868 | 0.0486
2022-12-17 15:00 | 1.1206 | 0.0486
2022-12-17 15:15 | 1.1803 | 0.0486
2022-12-17 15:30 | 1.2496 | 0.8391
2022-12-17 15:45 | 1.1728 | 1.8794
2022-12-17 16:00 | 1.2664 | 1.5014
2022-12-17 16:15 | 1.3014 | 1.4945
2022-12-17 16:30 | 0.05 | 1.4995
2022-12-17 16:45 | 0.0448 | 0.0563
2022-12-17 17:00 | 0.0446 | 0.0485
2022-12-17 17:15 | 0.0446 | 0.0487
2022-12-17 17:30 | 0.0447 | 0.0489
2022-12-17 17:45 | 0.0448 | 0.0487
2022-12-17 18:00 | 0.0448 | 0.0487
2022-12-17 18:15 | 0.0449 | 0.0488
2022-12-17 18:30 | 0.0448 | 0.0488
2022-12-17 18:45 | 0.045 | 0.0488
2022-12-17 19:00 | 0.0451 | 0.0492
2022-12-17 19:15 | 0.045 | 0.0493
2022-12-17 19:30 | 0.0449 | 0.0491
2022-12-17 19:45 | 0.0448 | 0.049
2022-12-17 20:00 | 0.0449 | 0.049
2022-12-17 20:15 | 0.0451 | 0.0492
2022-12-17 20:30 | 0.0453 | 0.0494
2022-12-17 20:45 | 0.045 | 0.0492
2022-12-17 21:00 | 0.0454 | 0.0495
2022-12-17 21:15 | 0.0455 | 0.0497
2022-12-17 21:30 | 0.0454 | 0.0496
2022-12-17 21:45 | 0.0457 | 0.0498
2022-12-17 22:00 | 0.0459 | 0.05
2022-12-17 22:15 | 0.046 | 0.0501
2022-12-17 22:30 | 0.046 | 0.0502
2022-12-17 22:45 | 0.046 | 0.0504
2022-12-17 23:00 | 0.0462 | 0.0506
2022-12-17 23:15 | 0.0461 | 0.0505
2022-12-17 23:30 | 0.0461 | 0.0505
2022-12-17 23:45 | 0.0462 | 0.0506
2022-12-18 | 0.0464 | 0.0508
2022-12-18 00:15 | 0.0464 | 0.0509
2022-12-18 00:30 | 0.0465 | 0.0509
2022-12-18 00:45 | 0.0465 | 0.0511
2022-12-18 01:00 | 0.0466 | 0.0512
2022-12-18 01:15 | 0.0467 | 0.0512
2022-12-18 01:30 | 0.0467 | 0.0512
2022-12-18 01:45 | 0.0466 | 0.0511
2022-12-18 02:00 | 0.0465 | 1.1002
2022-12-18 02:15 | 0.0464 | 2.4285
2022-12-18 02:30 | 0.0463 | 2.0614
2022-12-18 02:45 | 0.0466 | 1.3511
2022-12-18 03:00 | 0.0467 | 0.039
2022-12-18 03:15 | 0.0464 | 0.0511
2022-12-18 03:30 | 0.0457 | 0.0512
2022-12-18 03:45 | 0.0467 | 0.0511
2022-12-18 04:00 | 0.0466 | 0.0512
2022-12-18 04:15 | 0.0466 | 0.0512
2022-12-18 04:30 | 0.0466 | 0.0511
2022-12-18 04:45 | 0.0466 | 0.051
2022-12-18 05:00 | 0.0464 | 0.051
2022-12-18 05:15 | 0.0465 | 0.0661
2022-12-18 05:30 | 0.0463 | 2.1367
2022-12-18 05:45 | 0.0464 | 2.2118
2022-12-18 06:00 | 0.0463 | 1.964
2022-12-18 06:15 | 0.0464 | 0.9021
2022-12-18 06:30 | 1.9669 | 0.0471
2022-12-18 06:45 | 2.0445 | 0.0504
2022-12-18 07:00 | 1.9874 | 0.0502
2022-12-18 07:15 | 1.671 | 0.0501
2022-12-18 07:30 | 1.773 | 0.0502
2022-12-18 07:45 | 1.8784 | 0.0502
2022-12-18 08:00 | 1.5272 | 0.0501
2022-12-18 08:15 | 1.7103 | 0.0501
2022-12-18 08:30 | 1.3928 | 0.0501
2022-12-18 08:45 | 1.9815 | 1.5866
2022-12-18 09:00 | 1.4611 | 2.3292
2022-12-18 09:15 | 1.8373 | 2.0246
2022-12-18 09:30 | 1.7466 | 1.9572
2022-12-18 09:45 | 1.7387 | 1.9641
2022-12-18 10:00 | 1.3851 | 1.8709
2022-12-18 10:15 | 1.4195 | 1.7831
2022-12-18 10:30 | 1.3546 | 1.7402
2022-12-18 10:45 | 0.9136 | 1.3183
2022-12-18 11:00 | 0.0429 | 1.8954
2022-12-18 11:15 | 0.0457 | 1.6763
2022-12-18 11:30 | 0.0458 | 0.4495
2022-12-18 11:45 | 0.0457 | 0.0468
2022-12-18 12:00 | 0.0461 | 0.0498
2022-12-18 12:15 | 0.0462 | 0.0502
2022-12-18 12:30 | 0.0463 | 0.0503
2022-12-18 12:45 | 0.0459 | 0.0499
2022-12-18 13:00 | 0.0451 | 1.4548
2022-12-18 13:15 | 0.0447 | 1.7202
2022-12-18 13:30 | 0.045 | 1.549
2022-12-18 13:45 | 0.045 | 1.0926
2022-12-18 14:00 | 0.045 | 0.037
2022-12-18 14:15 | 0.0449 | 0.049
2022-12-18 14:30 | 0.0442 | 0.0485
2022-12-18 14:45 | 0.0441 | 0.0485
2022-12-18 15:00 | 0.0454 | 0.0487
2022-12-18 15:15 | 0.0452 | 0.0558
2022-12-18 15:30 | 0.0446 | 1.2899
2022-12-18 15:45 | 0.0442 | 1.851
2022-12-18 16:00 | 0.044 | 1.6536
2022-12-18 16:15 | 0.0441 | 1.4425
2022-12-18 16:30 | 0.0445 | 0.0314
2022-12-18 16:45 | 0.0443 | 0.0486
2022-12-18 17:00 | 0.0446 | 0.0487
2022-12-18 17:15 | 0.0444 | 0.0484
2022-12-18 17:30 | 0.0445 | 0.0485
2022-12-18 17:45 | 0.0444 | 0.0485
2022-12-18 18:00 | 0.0447 | 0.0489
2022-12-18 18:15 | 0.0449 | 0.049
2022-12-18 18:30 | 0.0447 | 0.0487
2022-12-18 18:45 | 0.0448 | 0.049
2022-12-18 19:00 | 0.0449 | 0.0493
2022-12-18 19:15 | 0.045 | 0.0495
2022-12-18 19:30 | 0.045 | 0.0491
2022-12-18 19:45 | 0.0452 | 0.0492
2022-12-18 20:00 | 0.045 | 0.049
2022-12-18 20:15 | 0.0454 | 0.0493
2022-12-18 20:30 | 0.0454 | 0.0494
2022-12-18 20:45 | 0.0454 | 0.0496
2022-12-18 21:00 | 0.0452 | 0.0495
2022-12-18 21:15 | 0.0449 | 0.0492
2022-12-18 21:30 | 0.045 | 0.0493
2022-12-18 21:45 | 0.0446 | 0.7692
2022-12-18 22:00 | 0.0447 | 2.5192
2022-12-18 22:15 | 0.0447 | 2.0651
2022-12-18 22:30 | 0.0448 | 1.2502
2022-12-18 22:45 | 0.0451 | 0.0394
2022-12-18 23:00 | 0.0454 | 0.0497
2022-12-18 23:15 | 0.0455 | 0.0497
2022-12-18 23:30 | 0.0456 | 0.0496
2022-12-18 23:45 | 0.0457 | 0.0499
2022-12-19 | 0.0457 | 0.05
2022-12-19 00:15 | 0.0459 | 0.0502
2022-12-19 00:30 | 0.0458 | 0.8191
2022-12-19 00:45 | 0.0456 | 2.4176
2022-12-19 01:00 | 0.0457 | 2.0626
2022-12-19 01:15 | 0.0458 | 1.2493
2022-12-19 01:30 | 0.0459 | 0.0401
2022-12-19 01:45 | 0.0458 | 0.0501
2022-12-19 02:00 | 0.0458 | 0.0502
2022-12-19 02:15 | 0.0457 | 0.0501
2022-12-19 02:30 | 0.0459 | 0.0502
2022-12-19 02:45 | 0.0459 | 0.0922
2022-12-19 03:00 | 0.0457 | 2.1552
2022-12-19 03:15 | 0.0457 | 2.1956
2022-12-19 03:30 | 0.0458 | 1.9604
2022-12-19 03:45 | 0.0458 | 0.0517
2022-12-19 04:00 | 0.0458 | 0.0503
2022-12-19 04:15 | 0.0457 | 0.0502
2022-12-19 04:30 | 0.0456 | 0.0499
2022-12-19 04:45 | 0.0456 | 0.0501
2022-12-19 05:00 | 0.0456 | 0.0669
2022-12-19 05:15 | 0.0452 | 2.0594
2022-12-19 05:30 | 0.0454 | 2.1947
2022-12-19 05:45 | 0.0454 | 1.7631
2022-12-19 06:00 | 0.0458 | 0.0318
2022-12-19 06:15 | 0.0458 | 0.0501
2022-12-19 06:30 | 2.1145 | 0.0497
2022-12-19 06:45 | 2.4119 | 0.0497
2022-12-19 07:00 | 2.1625 | 0.0491
2022-12-19 07:15 | 2.0431 | 0.5892
2022-12-19 07:30 | 1.8504 | 2.4485
2022-12-19 07:45 | 2.0297 | 2.0741
2022-12-19 08:00 | 1.7238 | 0.6449
2022-12-19 08:15 | 1.8052 | 0.05
2022-12-19 08:30 | 1.3533 | 0.0501
2022-12-19 08:45 | 2.0759 | 0.1831
2022-12-19 09:00 | 1.9219 | 2.1058
2022-12-19 09:15 | 1.5704 | 1.3519
2022-12-19 09:30 | 1.7527 | 2.3036
2022-12-19 09:45 | 1.6292 | 1.8785
2022-12-19 10:00 | 1.2079 | 1.0536
2022-12-19 10:15 | 0.0292 | 0.0417
2022-12-19 10:30 | 0.0461 | 0.0504
2022-12-19 10:45 | 0.0459 | 0.0504
2022-12-19 11:00 | 0.0462 | 0.0507
2022-12-19 11:15 | 0.0461 | 0.0506
2022-12-19 11:30 | 0.046 | 0.0503
2022-12-19 11:45 | 0.046 | 0.0504
2022-12-19 12:00 | 0.0467 | 0.0505
2022-12-19 12:15 | 0.0469 | 0.0503
2022-12-19 12:30 | 0.0466 | 0.0508
2022-12-19 12:45 | 0.0442 | 0.05
2022-12-19 13:00 | 0.0441 | 0.0497
2022-12-19 13:15 | 0.0448 | 0.0502
2022-12-19 13:30 | 0.0453 | 0.0503
2022-12-19 13:45 | 0.0457 | 0.1089
2022-12-19 14:00 | 0.0454 | 1.9413
2022-12-19 14:15 | 0.0455 | 1.6679
2022-12-19 14:30 | 0.0454 | 1.5238
2022-12-19 14:45 | 0.0457 | 1.0851
2022-12-19 15:00 | 0.0459 | 0.0381
2022-12-19 15:15 | 0.0459 | 0.0499
2022-12-19 15:30 | 0.0459 | 0.0495
2022-12-19 15:45 | 0.0458 | 0.0497
2022-12-19 16:00 | 0.0457 | 0.0494
2022-12-19 16:15 | 0.0453 | 0.0491
2022-12-19 16:30 | 0.0449 | 0.0491
2022-12-19 16:45 | 0.0449 | 0.0492
2022-12-19 17:00 | 0.0449 | 0.0492
2022-12-19 17:15 | 0.0446 | 0.0488
2022-12-19 17:30 | 0.0454 | 0.049
2022-12-19 17:45 | 0.045 | 0.0487
2022-12-19 18:00 | 0.0449 | 0.0488
2022-12-19 18:15 | 0.0447 | 0.0487
2022-12-19 18:30 | 0.0451 | 0.0491
2022-12-19 18:45 | 0.0452 | 0.0492
2022-12-19 19:00 | 0.0453 | 0.0494
2022-12-19 19:15 | 0.0453 | 0.0496
2022-12-19 19:30 | 0.0453 | 0.0495
2022-12-19 19:45 | 0.045 | 0.8161
2022-12-19 20:00 | 0.045 | 2.3658
2022-12-19 20:15 | 0.0447 | 1.9581
2022-12-19 20:30 | 0.0441 | 1.8867
2022-12-19 20:45 | 0.0444 | 1.882
2022-12-19 21:00 | 0.0445 | 1.8795
2022-12-19 21:15 | 0.0446 | 1.8862
2022-12-19 21:30 | 0.0449 | 1.7692
2022-12-19 21:45 | 0.045 | 1.2287
2022-12-19 22:00 | 0.0451 | 2.2492
2022-12-19 22:15 | 0.0455 | 1.9138
2022-12-19 22:30 | 0.0454 | 1.1652
2022-12-19 22:45 | 0.0455 | 0.0385
2022-12-19 23:00 | 0.0457 | 0.0499
2022-12-19 23:15 | 0.046 | 0.0501
2022-12-19 23:30 | 0.0463 | 0.0953
2022-12-19 23:45 | 0.0462 | 2.0214
2022-12-20 | 0.0462 | 2.0597
2022-12-20 00:15 | 0.0464 | 1.8392
2022-12-20 00:30 | 0.0464 | 1.7457
2022-12-20 00:45 | 0.046 | 1.7453
2022-12-20 01:00 | 0.0457 | 1.3798
2022-12-20 01:15 | 0.0458 | 2.0208
2022-12-20 01:30 | 0.0461 | 0.0282
2022-12-20 01:45 | 0.0459 | 0.0503
2022-12-20 02:00 | 0.0459 | 0.0502
2022-12-20 02:15 | 0.0459 | 0.0502
2022-12-20 02:30 | 0.046 | 0.0503
2022-12-20 02:45 | 0.046 | 0.6528
2022-12-20 03:00 | 0.0458 | 2.3136
2022-12-20 03:15 | 0.0458 | 1.9586
2022-12-20 03:30 | 0.0458 | 1.8756
2022-12-20 03:45 | 0.0458 | 1.5138
2022-12-20 04:00 | 0.0458 | 2.016
2022-12-20 04:15 | 0.0457 | 1.883
2022-12-20 04:30 | 0.0457 | 0.0285
2022-12-20 04:45 | 0.0458 | 0.0502
2022-12-20 05:00 | 0.0457 | 0.0501
2022-12-20 05:15 | 0.0457 | 0.0502
2022-12-20 05:30 | 0.0456 | 0.05
2022-12-20 05:45 | 0.046 | 0.6046
2022-12-20 06:00 | 0.0457 | 2.334
2022-12-20 06:15 | 0.0454 | 1.9574
2022-12-20 06:30 | 2.1295 | 1.8596
2022-12-20 06:45 | 2.5341 | 1.8539
2022-12-20 07:00 | 2.3264 | 1.8552
2022-12-20 07:15 | 1.9881 | 0.0799
2022-12-20 07:30 | 1.3652 | 0.0494
2022-12-20 07:45 | 2.4332 | 0.0495
2022-12-20 08:00 | 2.1095 | 0.0489
2022-12-20 08:15 | 1.9534 | 0.0492
2022-12-20 08:30 | 1.7965 | 0.0492
2022-12-20 08:45 | 1.8003 | 0.0494
2022-12-20 09:00 | 1.8152 | 0.0496
2022-12-20 09:15 | 1.501 | 0.0497
2022-12-20 09:30 | 1.2737 | 0.0498
2022-12-20 09:45 | 2.149 | 0.0496
2022-12-20 10:00 | 0.1071 | 0.0498
2022-12-20 10:15 | 0.0453 | 0.0497
2022-12-20 10:30 | 0.0453 | 0.0497
2022-12-20 10:45 | 0.0454 | 0.0499
2022-12-20 11:00 | 0.0457 | 0.0501
2022-12-20 11:15 | 0.0457 | 0.05
2022-12-20 11:30 | 0.0462 | 0.05
2022-12-20 11:45 | 0.0455 | 0.05
2022-12-20 12:00 | 0.0457 | 0.05
2022-12-20 12:15 | 0.0456 | 0.0498
2022-12-20 12:30 | 0.0458 | 0.05
2022-12-20 12:45 | 0.0457 | 0.0499
2022-12-20 13:00 | 0.0457 | 0.0496
2022-12-20 13:15 | 0.046 | 0.05
2022-12-20 13:30 | 0.0452 | 0.0497
2022-12-20 13:45 | 0.0455 | 0.0496
2022-12-20 14:00 | 0.0454 | 0.0495
2022-12-20 14:15 | 0.0453 | 0.0493
2022-12-20 14:30 | 0.0455 | 0.0496
2022-12-20 14:45 | 0.0454 | 0.0496
2022-12-20 15:00 | 0.0454 | 0.0496
2022-12-20 15:15 | 0.0454 | 0.0495
2022-12-20 15:30 | 0.0452 | 0.0494
2022-12-20 15:45 | 0.0452 | 0.0492
2022-12-20 16:00 | 0.0451 | 0.0491
2022-12-20 16:15 | 0.0451 | 0.0491
2022-12-20 16:30 | 0.0447 | 0.0489
2022-12-20 16:45 | 0.0448 | 0.0486
2022-12-20 17:00 | 0.0446 | 0.0484
2022-12-20 17:15 | 0.0446 | 0.0483
2022-12-20 17:30 | 0.0445 | 0.0484
2022-12-20 17:45 | 0.0446 | 0.0484
2022-12-20 18:00 | 0.0445 | 0.4644
2022-12-20 18:15 | 0.0444 | 2.4352
2022-12-20 18:30 | 0.0445 | 2.0581
2022-12-20 18:45 | 0.0445 | 1.9655
2022-12-20 19:00 | 0.0443 | 1.9693
2022-12-20 19:15 | 0.0442 | 1.8723
2022-12-20 19:30 | 0.0444 | 1.8605
2022-12-20 19:45 | 0.0446 | 1.8573
2022-12-20 20:00 | 0.0446 | 1.5233
2022-12-20 20:15 | 0.0444 | 2.0128
2022-12-20 20:30 | 0.0445 | 2.0612
2022-12-20 20:45 | 0.0443 | 1.8966
2022-12-20 21:00 | 0.0443 | 1.8357
2022-12-20 21:15 | 0.0443 | 1.7335
2022-12-20 21:30 | 0.0448 | 1.7287
2022-12-20 21:45 | 0.0451 | 1.7238
2022-12-20 22:00 | 0.0452 | 1.7298
2022-12-20 22:15 | 0.0452 | 1.4788
2022-12-20 22:30 | 0.0452 | 1.4403
2022-12-20 22:45 | 0.0456 | 0.0372
2022-12-20 23:00 | 0.0457 | 0.0499
2022-12-20 23:15 | 0.0459 | 0.0502
2022-12-20 23:30 | 0.0457 | 0.0498
2022-12-20 23:45 | 0.0454 | 1.7465
2022-12-21 | 0.0454 | 2.0891
2022-12-21 00:15 | 0.0455 | 1.8904
2022-12-21 00:30 | 0.0455 | 1.8606
2022-12-21 00:45 | 0.0457 | 1.3898
2022-12-21 01:00 | 0.0455 | 2.2777
2022-12-21 01:15 | 0.0457 | 1.0292
2022-12-21 01:30 | 0.0457 | 0.0429
2022-12-21 01:45 | 0.0457 | 0.0501
2022-12-21 02:00 | 0.0458 | 0.05
2022-12-21 02:15 | 0.0458 | 0.0502
2022-12-21 02:30 | 0.0457 | 1.5142
2022-12-21 02:45 | 0.0458 | 2.2479
2022-12-21 03:00 | 0.0457 | 2.002
2022-12-21 03:15 | 0.0457 | 1.8567
2022-12-21 03:30 | 0.0457 | 1.844
2022-12-21 03:45 | 0.0457 | 1.8363
2022-12-21 04:00 | 0.0456 | 0.7212
2022-12-21 04:15 | 0.0456 | 0.0449
2022-12-21 04:30 | 0.0457 | 0.0501
2022-12-21 04:45 | 0.0455 | 0.0499
2022-12-21 05:00 | 0.0456 | 0.5318
2022-12-21 05:15 | 0.0457 | 2.4365
2022-12-21 05:30 | 0.0457 | 2.0726
2022-12-21 05:45 | 0.0457 | 1.9458
2022-12-21 06:00 | 0.0454 | 1.9479
2022-12-21 06:15 | 0.0454 | 1.0304
2022-12-21 06:30 | 2.1026 | 0.0441
2022-12-21 06:45 | 2.7383 | 0.0497
2022-12-21 07:00 | 2.5267 | 0.0499
2022-12-21 07:15 | 2.1445 | 0.0494
2022-12-21 07:30 | 2.0603 | 0.0498
2022-12-21 07:45 | 2.0389 | 0.0497
2022-12-21 08:00 | 2.0398 | 0.2135
2022-12-21 08:15 | 1.7612 | 2.363
2022-12-21 08:30 | 1.2884 | 2.1478
2022-12-21 08:45 | 2.8629 | 1.5804
2022-12-21 09:00 | 2.1721 | 0.0345
2022-12-21 09:15 | 1.7526 | 0.0496
2022-12-21 09:30 | 0.4217 | 0.05
2022-12-21 09:45 | 0.0457 | 0.0498
2022-12-21 10:00 | 0.0455 | 0.0497
2022-12-21 10:15 | 0.0455 | 0.0496
2022-12-21 10:30 | 0.0457 | 0.0498
2022-12-21 10:45 | 0.0456 | 0.0502
2022-12-21 11:00 | 0.0457 | 0.0502
2022-12-21 11:15 | 0.0459 | 0.0504
2022-12-21 11:30 | 0.0461 | 0.0508
2022-12-21 11:45 | 0.0462 | 0.0506
2022-12-21 12:00 | 0.0453 | 0.0506
2022-12-21 12:15 | 0.0443 | 0.0502
2022-12-21 12:30 | 0.0447 | 0.0503
2022-12-21 12:45 | 0.045 | 0.0504
2022-12-21 13:00 | 0.0459 | 0.0507
2022-12-21 13:15 | 0.0464 | 0.0506
2022-12-21 13:30 | 0.0464 | 0.0508
2022-12-21 13:45 | 0.0462 | 0.0506
2022-12-21 14:00 | 0.0446 | 0.05
2022-12-21 14:15 | 0.044 | 0.0502
2022-12-21 14:30 | 0.0446 | 0.0503
2022-12-21 14:45 | 0.0449 | 0.0503
2022-12-21 15:00 | 0.045 | 0.0501
2022-12-21 15:15 | 0.0456 | 0.0501
2022-12-21 15:30 | 0.046 | 0.0498
2022-12-21 15:45 | 0.0456 | 0.0495
2022-12-21 16:00 | 0.0457 | 0.0494
2022-12-21 16:15 | 0.0454 | 0.0493
2022-12-21 16:30 | 0.0452 | 0.0492
2022-12-21 16:45 | 0.0448 | 0.0488
2022-12-21 17:00 | 0.0446 | 0.0485
2022-12-21 17:15 | 0.0445 | 0.6005
2022-12-21 17:30 | 0.0447 | 2.4741
2022-12-21 17:45 | 0.0447 | 2.0806
2022-12-21 18:00 | 0.0447 | 1.9507
2022-12-21 18:15 | 0.0446 | 1.9508
2022-12-21 18:30 | 0.0446 | 0.6602
2022-12-21 18:45 | 0.0449 | 0.0489
2022-12-21 19:00 | 0.0448 | 0.0488
2022-12-21 19:15 | 0.0448 | 0.0488
2022-12-21 19:30 | 0.0447 | 0.0488
2022-12-21 19:45 | 0.0447 | 0.1611
2022-12-21 20:00 | 0.0446 | 2.2658
2022-12-21 20:15 | 0.0449 | 2.1774
2022-12-21 20:30 | 0.0448 | 1.5281
2022-12-21 20:45 | 0.0447 | 0.0625
2022-12-21 21:00 | 0.0451 | 0.0493
2022-12-21 21:15 | 0.0453 | 0.0496
2022-12-21 21:30 | 0.0454 | 0.0497
2022-12-21 21:45 | 0.0454 | 0.0495
2022-12-21 22:00 | 0.0448 | 0.0491
2022-12-21 22:15 | 0.0452 | 0.0494
2022-12-21 22:30 | 0.0455 | 0.1002
2022-12-21 22:45 | 0.0454 | 2.3959
2022-12-21 23:00 | 0.0454 | 2.1838
2022-12-21 23:15 | 0.0455 | 1.9603
2022-12-21 23:30 | 0.0458 | 1.5166
2022-12-21 23:45 | 0.0461 | 0.037
2022-12-22 | 0.0462 | 0.0505
2022-12-22 00:15 | 0.0463 | 0.0506
2022-12-22 00:30 | 0.0463 | 0.0507
2022-12-22 00:45 | 0.0463 | 0.0506
2022-12-22 01:00 | 0.0464 | 0.4704
2022-12-22 01:15 | 0.0462 | 2.4582
2022-12-22 01:30 | 0.0463 | 2.1089
2022-12-22 01:45 | 0.0464 | 1.9475
2022-12-22 02:00 | 0.0464 | 0.7454
2022-12-22 02:15 | 0.0463 | 0.0502
2022-12-22 02:30 | 0.0464 | 0.0509
2022-12-22 02:45 | 0.0465 | 0.0509
2022-12-22 03:00 | 0.0464 | 0.0509
2022-12-22 03:15 | 0.0463 | 0.0509
2022-12-22 03:30 | 0.0461 | 2.0412
2022-12-22 03:45 | 0.046 | 2.2328
2022-12-22 04:00 | 0.0461 | 1.6493
2022-12-22 04:15 | 0.0461 | 0.8647
2022-12-22 04:30 | 0.046 | 2.6737
2022-12-22 04:45 | 0.0461 | 1.3379
2022-12-22 05:00 | 0.0462 | 0.0396
2022-12-22 05:15 | 0.046 | 0.0504
2022-12-22 05:30 | 0.0459 | 0.0505
2022-12-22 05:45 | 0.0458 | 0.0503
2022-12-22 06:00 | 0.0457 | 0.05
2022-12-22 06:15 | 0.0457 | 0.3608
2022-12-22 06:30 | 2.2214 | 2.4876
2022-12-22 06:45 | 2.5461 | 2.1784
2022-12-22 07:00 | 2.3123 | 1.9961
2022-12-22 07:15 | 2.1344 | 1.9275
2022-12-22 07:30 | 2.0017 | 0.3166
2022-12-22 07:45 | 2.0871 | 0.0494
2022-12-22 08:00 | 2.0764 | 0.0496
2022-12-22 08:15 | 2.0601 | 0.0497
2022-12-22 08:30 | 0.9992 | 0.0501
2022-12-22 08:45 | 2.8799 | 0.2105
2022-12-22 09:00 | 2.1895 | 2.312
2022-12-22 09:15 | 0.0309 | 2.156
2022-12-22 09:30 | 0.0458 | 1.9752
2022-12-22 09:45 | 0.0456 | 1.2691
2022-12-22 10:00 | 0.0456 | 1.7497
2022-12-22 10:15 | 0.0455 | 2.1726
2022-12-22 10:30 | 0.0456 | 1.8196
2022-12-22 10:45 | 0.0456 | 1.7723
2022-12-22 11:00 | 0.0457 | 1.782
2022-12-22 11:15 | 0.0456 | 1.6546
2022-12-22 11:30 | 0.0458 | 1.6133
2022-12-22 11:45 | 0.0456 | 1.5208
2022-12-22 12:00 | 0.0455 | 1.4056
2022-12-22 12:15 | 0.0453 | 0.3834
2022-12-22 12:30 | 0.0451 | 0.0498
2022-12-22 12:45 | 0.045 | 0.0493
2022-12-22 13:00 | 0.0448 | 0.0488
2022-12-22 13:15 | 0.0447 | 0.0491
2022-12-22 13:30 | 0.0448 | 0.0489
2022-12-22 13:45 | 0.045 | 0.0491
2022-12-22 14:00 | 0.0452 | 0.0494
2022-12-22 14:15 | 0.045 | 0.0494
2022-12-22 14:30 | 0.0448 | 0.0491
2022-12-22 14:45 | 0.0452 | 0.049
2022-12-22 15:00 | 0.0478 | 0.1418
2022-12-22 15:15 | 0.0423 | 1.6845
2022-12-22 15:30 | 0.0449 | 1.4484
2022-12-22 15:45 | 0.0447 | 1.2479
2022-12-22 16:00 | 0.0446 | 1.2538
2022-12-22 16:15 | 0.0446 | 0.8114
2022-12-22 16:30 | 0.0445 | 0.0415
2022-12-22 16:45 | 0.0445 | 0.0485
2022-12-22 17:00 | 0.0444 | 0.0485
2022-12-22 17:15 | 0.0446 | 0.0487
2022-12-22 17:30 | 0.0445 | 0.0485
2022-12-22 17:45 | 0.0448 | 0.049
2022-12-22 18:00 | 0.0448 | 0.049
2022-12-22 18:15 | 0.0448 | 0.049
2022-12-22 18:30 | 0.0451 | 0.0494
2022-12-22 18:45 | 0.0453 | 0.0494
2022-12-22 19:00 | 0.0448 | 0.049
2022-12-22 19:15 | 0.045 | 0.0493
2022-12-22 19:30 | 0.0451 | 0.0492
2022-12-22 19:45 | 0.0447 | 0.049
2022-12-22 20:00 | 0.0448 | 0.0492
2022-12-22 20:15 | 0.0445 | 0.0489
2022-12-22 20:30 | 0.0446 | 0.049
2022-12-22 20:45 | 0.0449 | 0.0493
2022-12-22 21:00 | 0.0452 | 0.0495
2022-12-22 21:15 | 0.0453 | 0.0498
2022-12-22 21:30 | 0.0454 | 0.05
2022-12-22 21:45 | 0.0453 | 0.0497
2022-12-22 22:00 | 0.0453 | 0.0497
2022-12-22 22:15 | 0.0457 | 0.0501
2022-12-22 22:30 | 0.046 | 0.0505
2022-12-22 22:45 | 0.0457 | 0.0501
2022-12-22 23:00 | 0.0455 | 0.0499
2022-12-22 23:15 | 0.0455 | 0.05
2022-12-22 23:30 | 0.0457 | 0.0502
2022-12-22 23:45 | 0.0459 | 0.0505
2022-12-23 | 0.046 | 0.0506
2022-12-23 00:15 | 0.0462 | 0.0508
2022-12-23 00:30 | 0.0463 | 0.0509
2022-12-23 00:45 | 0.0463 | 0.051
2022-12-23 01:00 | 0.0463 | 0.0509
2022-12-23 01:15 | 0.0464 | 0.051
2022-12-23 01:30 | 0.0464 | 0.9778
2022-12-23 01:45 | 0.0463 | 1.0923
2022-12-23 02:00 | 0.0463 | 0.9591
2022-12-23 02:15 | 0.0464 | 0.947
2022-12-23 02:30 | 0.0463 | 0.9475
2022-12-23 02:45 | 0.0464 | 0.309
2022-12-23 03:00 | 0.0464 | 0.051
2022-12-23 03:15 | 0.0463 | 0.0509
2022-12-23 03:30 | 0.0463 | 0.0509
2022-12-23 03:45 | 0.0462 | 0.0508
2022-12-23 04:00 | 0.0461 | 0.0506
2022-12-23 04:15 | 0.046 | 0.0507
2022-12-23 04:30 | 0.0459 | 0.0505
2022-12-23 04:45 | 0.0463 | 0.0503
2022-12-23 05:00 | 0.0458 | 0.0502
2022-12-23 05:15 | 0.0457 | 0.0503
2022-12-23 05:30 | 0.0456 | 0.0501
2022-12-23 05:45 | 0.0454 | 0.0499
2022-12-23 06:00 | 0.046 | 0.0506
2022-12-23 06:15 | 0.0461 | 0.0508
2022-12-23 06:30 | 0.0459 | 0.0505
2022-12-23 06:45 | 0.0456 | 0.618
2022-12-23 07:00 | 0.0458 | 1.0224
2022-12-23 07:15 | 0.0453 | 0.9055
2022-12-23 07:30 | 0.0451 | 0.8806
2022-12-23 07:45 | 0.0451 | 0.8819
2022-12-23 08:00 | 0.0452 | 0.1741
2022-12-23 08:15 | 0.0451 | 0.0494
2022-12-23 08:30 | 0.0452 | 0.0497
2022-12-23 08:45 | 0.0452 | 0.2126
2022-12-23 09:00 | 0.0449 | 0.8853
2022-12-23 09:15 | 0.0447 | 0.8278
2022-12-23 09:30 | 0.0456 | 0.8214
2022-12-23 09:45 | 0.0455 | 0.805
2022-12-23 10:00 | 0.0455 | 0.8094
2022-12-23 10:15 | 0.0447 | 0.8136
2022-12-23 10:30 | 0.0448 | 0.8186
2022-12-23 10:45 | 0.0448 | 0.8194
2022-12-23 11:00 | 0.0436 | 0.821
2022-12-23 11:15 | 0.044 | 0.6744
2022-12-23 11:30 | 0.0443 | 0.0357
2022-12-23 11:45 | 0.0448 | 0.0496
2022-12-23 12:00 | 0.0451 | 0.0495
2022-12-23 12:15 | 0.045 | 0.0495
2022-12-23 12:30 | 0.0448 | 0.0494
2022-12-23 12:45 | 0.045 | 0.0491
2022-12-23 13:00 | 0.043 | 0.0488
2022-12-23 13:15 | 0.0426 | 0.049
2022-12-23 13:30 | 0.0427 | 0.0488
2022-12-23 13:45 | 0.0431 | 0.0487
2022-12-23 14:00 | 0.0431 | 0.0492
2022-12-23 14:15 | 0.0441 | 0.049
2022-12-23 14:30 | 0.0444 | 0.0489
2022-12-23 14:45 | 0.0448 | 0.049
2022-12-23 15:00 | 0.0439 | 0.0494
2022-12-23 15:15 | 0.0434 | 0.0494
2022-12-23 15:30 | 0.0439 | 0.0492
2022-12-23 15:45 | 0.0439 | 0.0487
2022-12-23 16:00 | 0.0437 | 0.0488
2022-12-23 16:15 | 0.0446 | 0.0489
2022-12-23 16:30 | 0.0445 | 0.1475
2022-12-23 16:45 | 0.0445 | 1.0604
2022-12-23 17:00 | 0.0447 | 0.0343
2022-12-23 17:15 | 0.0449 | 0.0494
2022-12-23 17:30 | 0.045 | 0.0491
2022-12-23 17:45 | 0.0449 | 0.0491
2022-12-23 18:00 | 0.0448 | 0.0489
2022-12-23 18:15 | 0.044 | 0.0489
2022-12-23 18:30 | 0.0431 | 0.0489
2022-12-23 18:45 | 0.0433 | 0.0488
2022-12-23 19:00 | 0.044 | 0.0492
2022-12-23 19:15 | 0.0439 | 0.0489
2022-12-23 19:30 | 0.0446 | 0.0487
2022-12-23 19:45 | 0.0447 | 0.0487
2022-12-23 20:00 | 0.0448 | 0.0487
2022-12-23 20:15 | 0.045 | 0.0487
2022-12-23 20:30 | 0.0448 | 0.049
2022-12-23 20:45 | 0.0449 | 0.0492
2022-12-23 21:00 | 0.0449 | 0.0493
2022-12-23 21:15 | 0.045 | 0.0494
2022-12-23 21:30 | 0.0448 | 0.0491
2022-12-23 21:45 | 0.0454 | 0.0498
2022-12-23 22:00 | 0.0454 | 0.0498
2022-12-23 22:15 | 0.045 | 0.0494
2022-12-23 22:30 | 0.0453 | 0.0498
2022-12-23 22:45 | 0.0455 | 0.0499
2022-12-23 23:00 | 0.0455 | 0.0499
2022-12-23 23:15 | 0.0452 | 0.0498
2022-12-23 23:30 | 0.0453 | 0.0498
2022-12-23 23:45 | 0.0455 | 0.0499
2022-12-24 | 0.0457 | 0.0503
2022-12-24 00:15 | 0.0457 | 0.622
2022-12-24 00:30 | 0.0454 | 2.8487
2022-12-24 00:45 | 0.0458 | 2.4176
2022-12-24 01:00 | 0.0458 | 2.2797
2022-12-24 01:15 | 0.0458 | 2.2677
2022-12-24 01:30 | 0.0459 | 1.9904
2022-12-24 01:45 | 0.0458 | 0.0323
2022-12-24 02:00 | 0.0458 | 0.05
2022-12-24 02:15 | 0.0458 | 0.0501
2022-12-24 02:30 | 0.0459 | 0.0502
2022-12-24 02:45 | 0.0458 | 1.3955
2022-12-24 03:00 | 0.0457 | 2.7966
2022-12-24 03:15 | 0.0456 | 2.5288
2022-12-24 03:30 | 0.0458 | 1.5293
2022-12-24 03:45 | 0.0457 | 2.8812
2022-12-24 04:00 | 0.0455 | 2.1355
2022-12-24 04:15 | 0.0458 | 0.0337
2022-12-24 04:30 | 0.0461 | 0.0503
2022-12-24 04:45 | 0.0462 | 0.0505
2022-12-24 05:00 | 0.046 | 0.0562
2022-12-24 05:15 | 0.0458 | 2.3683
2022-12-24 05:30 | 0.0458 | 2.8314
2022-12-24 05:45 | 0.0457 | 2.6176
2022-12-24 06:00 | 0.0456 | 2.4553
2022-12-24 06:15 | 0.0457 | 1.5072
2022-12-24 06:30 | 1.6461 | 2.8964
2022-12-24 06:45 | 3.0875 | 1.0937
2022-12-24 07:00 | 3.0784 | 0.0469
2022-12-24 07:15 | 3.0938 | 0.0498
2022-12-24 07:30 | 3.0609 | 0.0498
2022-12-24 07:45 | 2.8908 | 0.0495
2022-12-24 08:00 | 2.8077 | 1.2882
2022-12-24 08:15 | 2.8028 | 3.003
2022-12-24 08:30 | 1.5255 | 2.8372
2022-12-24 08:45 | 2.9184 | 2.8249
2022-12-24 09:00 | 0.0279 | 2.8359
2022-12-24 09:15 | 0.0451 | 2.834
2022-12-24 09:30 | 0.0439 | 1.7287
2022-12-24 09:45 | 0.0439 | 2.7508
2022-12-24 10:00 | 0.0443 | 2.6904
2022-12-24 10:15 | 0.0449 | 2.3868
2022-12-24 10:30 | 0.0454 | 2.297
2022-12-24 10:45 | 0.0452 | 2.2669
2022-12-24 11:00 | 0.0449 | 2.2569
2022-12-24 11:15 | 0.0451 | 2.2475
2022-12-24 11:30 | 0.045 | 1.2412
2022-12-24 11:45 | 0.0457 | 0.0421
2022-12-24 12:00 | 0.0454 | 0.0495
2022-12-24 12:15 | 0.046 | 0.0497
2022-12-24 12:30 | 0.046 | 0.0498
2022-12-24 12:45 | 0.0444 | 1.5288
2022-12-24 13:00 | 0.0436 | 2.5288
2022-12-24 13:15 | 0.0437 | 2.2203
2022-12-24 13:30 | 0.0439 | 1.5714
2022-12-24 13:45 | 0.0449 | 2.4925
2022-12-24 14:00 | 0.0457 | 2.1667
2022-12-24 14:15 | 0.0455 | 2.1512
2022-12-24 14:30 | 0.0456 | 2.1555
2022-12-24 14:45 | 0.0458 | 1.4904
2022-12-24 15:00 | 0.0456 | 2.6114
2022-12-24 15:15 | 0.0455 | 2.2405
2022-12-24 15:30 | 0.0448 | 2.1393
2022-12-24 15:45 | 0.0444 | 2.1399
2022-12-24 16:00 | 0.0432 | 0.5089
2022-12-24 16:15 | 0.0446 | 0.0495
2022-12-24 16:30 | 0.0448 | 0.3382
2022-12-24 16:45 | 0.0437 | 2.0603
2022-12-24 17:00 | 0.0449 | 0.0324
2022-12-24 17:15 | 0.0455 | 0.0493
2022-12-24 17:30 | 0.045 | 0.0492
2022-12-24 17:45 | 0.0453 | 0.0493
2022-12-24 18:00 | 0.0452 | 0.0493
2022-12-24 18:15 | 0.0452 | 0.0492
2022-12-24 18:30 | 0.0452 | 0.0493
2022-12-24 18:45 | 0.0454 | 0.0494
2022-12-24 19:00 | 0.0456 | 0.6299
2022-12-24 19:15 | 0.0452 | 2.9193
2022-12-24 19:30 | 0.0452 | 2.6842
2022-12-24 19:45 | 0.0455 | 2.4209
2022-12-24 20:00 | 0.0458 | 0.3029
2022-12-24 20:15 | 0.0458 | 0.0495
2022-12-24 20:30 | 0.0455 | 0.0496
2022-12-24 20:45 | 0.0455 | 0.0495
2022-12-24 21:00 | 0.0456 | 0.0496
2022-12-24 21:15 | 0.0454 | 0.0569
2022-12-24 21:30 | 0.0454 | 2.3773
2022-12-24 21:45 | 0.0455 | 2.8392
2022-12-24 22:00 | 0.0453 | 2.5757
2022-12-24 22:15 | 0.0452 | 2.4892
2022-12-24 22:30 | 0.0452 | 1.5289
2022-12-24 22:45 | 0.0449 | 0.0339
2022-12-24 23:00 | 0.045 | 0.0491
2022-12-24 23:15 | 0.0453 | 0.0494
2022-12-24 23:30 | 0.0452 | 1.6701
2022-12-24 23:45 | 0.0453 | 2.8874
2022-12-25 | 0.0453 | 2.5911
2022-12-25 00:15 | 0.0454 | 2.4834
2022-12-25 00:30 | 0.0451 | 2.4266
2022-12-25 00:45 | 0.0454 | 0.0932
2022-12-25 01:00 | 0.0456 | 0.0498
2022-12-25 01:15 | 0.0457 | 0.0499
2022-12-25 01:30 | 0.0456 | 1.4697
2022-12-25 01:45 | 0.0454 | 2.895
2022-12-25 02:00 | 0.0454 | 2.6829
2022-12-25 02:15 | 0.0455 | 1.5102
2022-12-25 02:30 | 0.0455 | 2.8315
2022-12-25 02:45 | 0.0455 | 2.3299
2022-12-25 03:00 | 0.0456 | 0.0311
2022-12-25 03:15 | 0.0456 | 0.0498
2022-12-25 03:30 | 0.0456 | 0.0499
2022-12-25 03:45 | 0.0454 | 2.0054
2022-12-25 04:00 | 0.0454 | 2.84
2022-12-25 04:15 | 0.0454 | 2.617
2022-12-25 04:30 | 0.0455 | 2.4892
2022-12-25 04:45 | 0.0456 | 1.4339
2022-12-25 05:00 | 0.0458 | 2.928
2022-12-25 05:15 | 0.0458 | 2.298
2022-12-25 05:30 | 0.0459 | 0.0319
2022-12-25 05:45 | 0.0459 | 0.0503
2022-12-25 06:00 | 0.0458 | 0.0501
2022-12-25 06:15 | 0.0458 | 1.5226
2022-12-25 06:30 | 1.7086 | 2.8859
2022-12-25 06:45 | 3.0849 | 2.6853
2022-12-25 07:00 | 3.1206 | 2.4916
2022-12-25 07:15 | 3.1131 | 2.4861
2022-12-25 07:30 | 3.1485 | 0.8274
2022-12-25 07:45 | 3.0427 | 0.0492
2022-12-25 08:00 | 2.8721 | 0.0492
2022-12-25 08:15 | 2.8573 | 0.0491
2022-12-25 08:30 | 1.595 | 1.4603
2022-12-25 08:45 | 3.2476 | 2.8753
2022-12-25 09:00 | 2.9931 | 2.5297
2022-12-25 09:15 | 2.4224 | 1.5621
2022-12-25 09:30 | 2.1617 | 2.7887
2022-12-25 09:45 | 2.9892 | 2.4002
2022-12-25 10:00 | 2.5542 | 2.2942
2022-12-25 10:15 | 1.807 | 2.1671
2022-12-25 10:30 | 0.0365 | 2.1628
2022-12-25 10:45 | 0.0459 | 2.0677
2022-12-25 11:00 | 0.0458 | 2.0108
2022-12-25 11:15 | 0.0458 | 1.337
2022-12-25 11:30 | 0.0458 | 2.5186
2022-12-25 11:45 | 0.0463 | 2.2739
2022-12-25 12:00 | 0.0463 | 2.0402
2022-12-25 12:15 | 0.0463 | 2.0439
2022-12-25 12:30 | 0.0462 | 2.0626
2022-12-25 12:45 | 0.0464 | 1.5689
2022-12-25 13:00 | 0.0462 | 2.3284
2022-12-25 13:15 | 0.0461 | 2.0111
2022-12-25 13:30 | 0.0468 | 1.9085
2022-12-25 13:45 | 0.0464 | 1.9047
2022-12-25 14:00 | 0.0459 | 1.9035
2022-12-25 14:15 | 0.0453 | 1.9026
2022-12-25 14:30 | 0.0453 | 1.3281
2022-12-25 14:45 | 0.0454 | 0.0387
2022-12-25 15:00 | 0.0454 | 0.0494
2022-12-25 15:15 | 0.0451 | 0.049
2022-12-25 15:30 | 0.0448 | 1.4453
2022-12-25 15:45 | 0.0452 | 2.3183
2022-12-25 16:00 | 0.0455 | 2.0682
2022-12-25 16:15 | 0.0454 | 1.5572
2022-12-25 16:30 | 0.045 | 2.3272
2022-12-25 16:45 | 0.045 | 1.5949
2022-12-25 17:00 | 0.0452 | 0.0348
2022-12-25 17:15 | 0.0453 | 0.0493
2022-12-25 17:30 | 0.0455 | 0.0494
2022-12-25 17:45 | 0.0454 | 0.0494
2022-12-25 18:00 | 0.0454 | 0.0494
2022-12-25 18:15 | 0.0455 | 0.0495
2022-12-25 18:30 | 0.0455 | 0.0494
2022-12-25 18:45 | 0.045 | 0.0491
2022-12-25 19:00 | 0.0452 | 0.0493
2022-12-25 19:15 | 0.0452 | 0.049
2022-12-25 19:30 | 0.0452 | 0.0489
2022-12-25 19:45 | 0.0449 | 0.0491
2022-12-25 20:00 | 0.0448 | 0.049
2022-12-25 20:15 | 0.1494 | 2.3191
2022-12-25 20:30 | 2.4775 | 0.2789
2022-12-25 20:45 | 2.8376 | 0.0488
2022-12-25 21:00 | 2.5643 | 0.0491
2022-12-25 21:15 | 2.0134 | 0.0492
2022-12-25 21:30 | 0.0323 | 0.0495
2022-12-25 21:45 | 0.0453 | 0.0496
2022-12-25 22:00 | 0.0455 | 0.0498
2022-12-25 22:15 | 0.0458 | 0.0501
2022-12-25 22:30 | 0.0459 | 0.05
2022-12-25 22:45 | 0.0461 | 0.0504
2022-12-25 23:00 | 0.0462 | 0.0505
2022-12-25 23:15 | 0.0463 | 0.0508
2022-12-25 23:30 | 0.0458 | 0.0502
2022-12-25 23:45 | 0.0456 | 0.0499
2022-12-26 | 0.0454 | 0.7066
2022-12-26 00:15 | 0.045 | 3.019
2022-12-26 00:30 | 0.0454 | 1.7629
2022-12-26 00:45 | 0.0455 | 0.0376
2022-12-26 01:00 | 0.0454 | 0.0497
2022-12-26 01:15 | 0.0454 | 0.0496
2022-12-26 01:30 | 0.0454 | 0.0496
2022-12-26 01:45 | 0.0456 | 0.2757
2022-12-26 02:00 | 0.0454 | 2.8376
2022-12-26 02:15 | 0.0453 | 3.0456
2022-12-26 02:30 | 0.0454 | 0.0293
2022-12-26 02:45 | 0.0456 | 0.0498
2022-12-26 03:00 | 0.0455 | 0.0498
2022-12-26 03:15 | 0.0455 | 0.0499
2022-12-26 03:30 | 0.0454 | 2.1027
2022-12-26 03:45 | 0.0453 | 3.0569
2022-12-26 04:00 | 0.0456 | 0.7533
2022-12-26 04:15 | 0.0456 | 0.0494
2022-12-26 04:30 | 0.0458 | 0.05
2022-12-26 04:45 | 0.0459 | 0.0503
2022-12-26 05:00 | 0.0453 | 1.6143
2022-12-26 05:15 | 0.0454 | 3.0535
2022-12-26 05:30 | 0.0455 | 1.4754
2022-12-26 05:45 | 0.0457 | 0.0417
2022-12-26 06:00 | 0.0456 | 0.0498
2022-12-26 06:15 | 0.0456 | 0.0499
2022-12-26 06:30 | 1.9043 | 1.7438
2022-12-26 06:45 | 3.2587 | 1.7657
2022-12-26 07:00 | 2.9289 | 2.9596
2022-12-26 07:15 | 2.7746 | 0.9858
2022-12-26 07:30 | 2.8013 | 0.0475
2022-12-26 07:45 | 2.597 | 0.0493
2022-12-26 08:00 | 2.5201 | 0.0721
2022-12-26 08:15 | 2.4557 | 2.4254
2022-12-26 08:30 | 1.5378 | 3.087
2022-12-26 08:45 | 2.7228 | 0.0242
2022-12-26 09:00 | 2.4787 | 0.049
2022-12-26 09:15 | 2.2335 | 0.049
2022-12-26 09:30 | 2.1284 | 0.0493
2022-12-26 09:45 | 1.8667 | 0.0493
2022-12-26 10:00 | 0.0294 | 0.0497
2022-12-26 10:15 | 0.0451 | 1.8609
2022-12-26 10:30 | 0.0438 | 2.9963
2022-12-26 10:45 | 0.0442 | 0.5398
2022-12-26 11:00 | 0.0444 | 0.0493
2022-12-26 11:15 | 0.045 | 0.0494
2022-12-26 11:30 | 0.0451 | 0.0494
2022-12-26 11:45 | 0.0435 | 0.0494
2022-12-26 12:00 | 0.0438 | 1.2222
2022-12-26 12:15 | 0.0441 | 3.0489
2022-12-26 12:30 | 0.0452 | 0.9204
2022-12-26 12:45 | 0.0452 | 0.0432
2022-12-26 13:00 | 0.0432 | 0.0489
2022-12-26 13:15 | 0.0437 | 0.0489
2022-12-26 13:30 | 0.0441 | 0.049
2022-12-26 13:45 | 0.0445 | 0.4607
2022-12-26 14:00 | 0.0451 | 2.877
2022-12-26 14:15 | 0.0452 | 1.4884
2022-12-26 14:30 | 0.0452 | 0.0345
2022-12-26 14:45 | 0.0454 | 0.0491
2022-12-26 15:00 | 0.0437 | 0.049
2022-12-26 15:15 | 0.0442 | 0.0487
2022-12-26 15:30 | 0.0441 | 0.0486
2022-12-26 15:45 | 0.0451 | 1.4174
2022-12-26 16:00 | 0.0452 | 2.9946
2022-12-26 16:15 | 0.0449 | 1.4792
2022-12-26 16:30 | 0.0446 | 0.0351
2022-12-26 16:45 | 0.0446 | 0.0484
2022-12-26 17:00 | 0.0448 | 0.0486
2022-12-26 17:15 | 0.0447 | 0.0487
2022-12-26 17:30 | 0.0446 | 2.1066
2022-12-26 17:45 | 0.0446 | 2.9548
2022-12-26 18:00 | 0.0447 | 0.1816
2022-12-26 18:15 | 0.045 | 0.0488
2022-12-26 18:30 | 0.0449 | 0.0488
2022-12-26 18:45 | 0.0447 | 0.0484
2022-12-26 19:00 | 0.0446 | 1.3697
2022-12-26 19:15 | 0.0445 | 3.0346
2022-12-26 19:30 | 0.0446 | 0.6126
2022-12-26 19:45 | 0.0446 | 0.045
2022-12-26 20:00 | 0.045 | 0.049
2022-12-26 20:15 | 0.0451 | 0.0491
2022-12-26 20:30 | 0.0452 | 0.0491
2022-12-26 20:45 | 0.0449 | 2.2774
2022-12-26 21:00 | 0.0448 | 2.9382
2022-12-26 21:15 | 0.0451 | 0.1794
2022-12-26 21:30 | 0.0452 | 0.0493
2022-12-26 21:45 | 0.0452 | 0.0492
2022-12-26 22:00 | 0.0449 | 0.0488
2022-12-26 22:15 | 0.0452 | 0.0739
2022-12-26 22:30 | 0.0451 | 2.4451
2022-12-26 22:45 | 0.0454 | 2.9483
2022-12-26 23:00 | 0.0458 | 0.0486
2022-12-26 23:15 | 0.0457 | 0.0498
2022-12-26 23:30 | 0.0458 | 0.05
2022-12-26 23:45 | 0.0459 | 0.0502
2022-12-27 | 0.0457 | 1.2996
2022-12-27 00:15 | 0.0457 | 3.0247
2022-12-27 00:30 | 0.0457 | 0.8827
2022-12-27 00:45 | 0.0458 | 0.0453
2022-12-27 01:00 | 0.046 | 0.0502
2022-12-27 01:15 | 0.0461 | 0.0503
2022-12-27 01:30 | 0.046 | 0.2511
2022-12-27 01:45 | 0.0458 | 2.7795
2022-12-27 02:00 | 0.0459 | 2.3759
2022-12-27 02:15 | 0.0461 | 0.0282
2022-12-27 02:30 | 0.046 | 0.0504
2022-12-27 02:45 | 0.046 | 0.0504
2022-12-27 03:00 | 0.0461 | 0.0878
2022-12-27 03:15 | 0.046 | 1.8336
2022-12-27 03:30 | 0.0459 | 2.3372
2022-12-27 03:45 | 0.0459 | 1.5691
2022-12-27 04:00 | 0.046 | 0.0376
2022-12-27 04:15 | 0.046 | 0.0503
2022-12-27 04:30 | 0.046 | 0.0504
2022-12-27 04:45 | 0.0458 | 0.9756
2022-12-27 05:00 | 0.0455 | 3.0198
2022-12-27 05:15 | 0.0455 | 1.1738
2022-12-27 05:30 | 0.0455 | 0.0423
2022-12-27 05:45 | 0.0456 | 0.05
2022-12-27 06:00 | 0.0456 | 0.0499
2022-12-27 06:15 | 0.0456 | 0.1856
2022-12-27 06:30 | 2.0209 | 2.7206
2022-12-27 06:45 | 2.5292 | 2.9944
2022-12-27 07:00 | 2.2758 | 0.0545
2022-12-27 07:15 | 2.107 | 0.0494
2022-12-27 07:30 | 1.3506 | 0.0493
2022-12-27 07:45 | 2.5041 | 0.0632
2022-12-27 08:00 | 2.3378 | 2.3828
2022-12-27 08:15 | 1.9487 | 2.7159
2022-12-27 08:30 | 1.9403 | 0.0263
2022-12-27 08:45 | 1.8865 | 0.0494
2022-12-27 09:00 | 1.8393 | 0.0493
2022-12-27 09:15 | 1.8109 | 0.0494
2022-12-27 09:30 | 1.5152 | 0.0491
2022-12-27 09:45 | 1.1713 | 0.1857
2022-12-27 10:00 | 0.037 | 2.7188
2022-12-27 10:15 | 0.0454 | 2.2659
2022-12-27 10:30 | 0.0451 | 0.0281
2022-12-27 10:45 | 0.0453 | 0.0493
2022-12-27 11:00 | 0.045 | 0.049
2022-12-27 11:15 | 0.0453 | 0.0493
2022-12-27 11:30 | 0.0455 | 0.0496
2022-12-27 11:45 | 0.0457 | 0.2194
2022-12-27 12:00 | 0.0455 | 2.7398
2022-12-27 12:15 | 0.0456 | 2.1002
2022-12-27 12:30 | 0.0457 | 0.0287
2022-12-27 12:45 | 0.0455 | 0.0494
2022-12-27 13:00 | 0.0455 | 0.0489
2022-12-27 13:15 | 0.0456 | 0.0492
2022-12-27 13:30 | 0.0456 | 0.0493
2022-12-27 13:45 | 0.0449 | 0.0495
2022-12-27 14:00 | 0.0436 | 0.0494
2022-12-27 14:15 | 0.0435 | 0.7069
2022-12-27 14:30 | 0.0433 | 2.9164
2022-12-27 14:45 | 0.0448 | 1.0645
2022-12-27 15:00 | 0.0455 | 0.04
2022-12-27 15:15 | 0.0461 | 0.0493
2022-12-27 15:30 | 0.0459 | 0.0492
2022-12-27 15:45 | 0.0459 | 0.806
2022-12-27 16:00 | 0.0451 | 2.9811
2022-12-27 16:15 | 0.0436 | 1.5089
2022-12-27 16:30 | 0.0433 | 0.0345
2022-12-27 16:45 | 0.0439 | 0.0485
2022-12-27 17:00 | 0.0451 | 0.1192
2022-12-27 17:15 | 0.0445 | 2.5905
2022-12-27 17:30 | 0.0445 | 2.6142
2022-12-27 17:45 | 0.0446 | 0.0232
2022-12-27 18:00 | 0.0448 | 0.0485
2022-12-27 18:15 | 0.0442 | 0.0482
2022-12-27 18:30 | 0.043 | 0.0484
2022-12-27 18:45 | 0.0434 | 0.4494
2022-12-27 19:00 | 0.044 | 2.9313
2022-12-27 19:15 | 0.0446 | 2.1077
2022-12-27 19:30 | 0.0451 | 0.0314
2022-12-27 19:45 | 0.045 | 0.0489
2022-12-27 20:00 | 0.0449 | 0.0489
2022-12-27 20:15 | 0.0449 | 0.0485
2022-12-27 20:30 | 0.0451 | 0.0755
2022-12-27 20:45 | 0.0451 | 2.468
2022-12-27 21:00 | 0.0451 | 2.9401
2022-12-27 21:15 | 0.0453 | 0.234
2022-12-27 21:30 | 2.0759 | 0.049
2022-12-27 21:45 | 2.7247 | 0.0488
2022-12-27 22:00 | 2.5004 | 0.0493
2022-12-27 22:15 | 2.267 | 0.0494
2022-12-27 22:30 | 0.1661 | 1.7968
2022-12-27 22:45 | 0.0455 | 3.1136
2022-12-27 23:00 | 0.0459 | 0.8677
2022-12-27 23:15 | 0.046 | 0.0481
2022-12-27 23:30 | 0.0457 | 0.0497
2022-12-27 23:45 | 0.0457 | 0.0498
2022-12-28 | 0.0458 | 0.077
2022-12-28 00:15 | 0.0458 | 1.8339
2022-12-28 00:30 | 0.0458 | 1.8761
2022-12-28 00:45 | 0.0459 | 2.7823
2022-12-28 01:00 | 0.0463 | 0.0274
2022-12-28 01:15 | 0.0462 | 0.0503
2022-12-28 01:30 | 0.0457 | 0.0499
2022-12-28 01:45 | 0.046 | 0.0501
2022-12-28 02:00 | 0.0459 | 1.5851
2022-12-28 02:15 | 0.0459 | 3.0493
2022-12-28 02:30 | 0.046 | 1.266
2022-12-28 02:45 | 0.046 | 0.0448
2022-12-28 03:00 | 0.0461 | 0.0501
2022-12-28 03:15 | 0.0461 | 0.0501
2022-12-28 03:30 | 0.046 | 0.1227
2022-12-28 03:45 | 0.0458 | 2.5511
2022-12-28 04:00 | 0.0457 | 2.9689
2022-12-28 04:15 | 0.0459 | 0.4473
2022-12-28 04:30 | 0.0459 | 0.05
2022-12-28 04:45 | 0.0459 | 0.0501
2022-12-28 05:00 | 0.0458 | 0.0499
2022-12-28 05:15 | 0.0457 | 0.1912
2022-12-28 05:30 | 0.0455 | 2.6612
2022-12-28 05:45 | 0.046 | 2.9568
2022-12-28 06:00 | 0.0458 | 0.6363
2022-12-28 06:15 | 0.0457 | 0.0498
2022-12-28 06:30 | 2.1121 | 0.0497
2022-12-28 06:45 | 3.1599 | 0.0495
2022-12-28 07:00 | 2.6638 | 0.299
2022-12-28 07:15 | 2.4138 | 2.7588
2022-12-28 07:30 | 2.1618 | 2.9383
2022-12-28 07:45 | 2.2194 | 0.4431
2022-12-28 08:00 | 2.2659 | 0.0488
2022-12-28 08:15 | 2.0972 | 0.0487
2022-12-28 08:30 | 1.4519 | 0.0489
2022-12-28 08:45 | 2.6918 | 0.0486
2022-12-28 09:00 | 2.4371 | 1.5738
2022-12-28 09:15 | 1.4952 | 2.962
2022-12-28 09:30 | 2.4214 | 1.684
2022-12-28 09:45 | 2.1822 | 0.0373
2022-12-28 10:00 | 1.9934 | 0.0484
2022-12-28 10:15 | 1.8681 | 0.0487
2022-12-28 10:30 | 1.7521 | 0.0488
2022-12-28 10:45 | 1.7248 | 0.0486
2022-12-28 11:00 | 1.632 | 0.0487
2022-12-28 11:15 | 1.1656 | 0.0489
2022-12-28 11:30 | 1.727 | 0.5421
2022-12-28 11:45 | 0.0308 | 2.9682
2022-12-28 12:00 | 0.0448 | 2.4334
2022-12-28 12:15 | 0.0451 | 0.0274
2022-12-28 12:30 | 0.0454 | 0.0491
2022-12-28 12:45 | 0.0459 | 0.0493
2022-12-28 13:00 | 0.046 | 0.0498
2022-12-28 13:15 | 0.046 | 0.0498
2022-12-28 13:30 | 0.046 | 0.0492
2022-12-28 13:45 | 0.046 | 0.0493
2022-12-28 14:00 | 0.0457 | 1.6552
2022-12-28 14:15 | 0.0455 | 2.1924
2022-12-28 14:30 | 0.046 | 1.5205
2022-12-28 14:45 | 0.046 | 0.0324
2022-12-28 15:00 | 0.0439 | 0.049
2022-12-28 15:15 | 0.0443 | 0.049
2022-12-28 15:30 | 0.0441 | 0.0489
2022-12-28 15:45 | 0.0446 | 1.004
2022-12-28 16:00 | 0.0449 | 2.1952
2022-12-28 16:15 | 0.0452 | 1.2279
2022-12-28 16:30 | 0.0452 | 0.0363
2022-12-28 16:45 | 0.0441 | 0.0481
2022-12-28 17:00 | 0.0448 | 0.048
2022-12-28 17:15 | 0.0449 | 0.0485
2022-12-28 17:30 | 0.0449 | 1.8147
2022-12-28 17:45 | 0.0444 | 2.0231
2022-12-28 18:00 | 0.0444 | 0.9006
2022-12-28 18:15 | 0.0445 | 0.0401
2022-12-28 18:30 | 0.0442 | 0.048
2022-12-28 18:45 | 0.0444 | 0.0482
2022-12-28 19:00 | 0.0427 | 0.0482
2022-12-28 19:15 | 0.043 | 0.0482
2022-12-28 19:30 | 0.0437 | 0.1712
2022-12-28 19:45 | 0.0449 | 2.0425
2022-12-28 20:00 | 0.045 | 1.6015
2022-12-28 20:15 | 0.0447 | 1.4267
2022-12-28 20:30 | 0.045 | 0.0337
2022-12-28 20:45 | 0.0451 | 0.0489
2022-12-28 21:00 | 0.045 | 0.0488
2022-12-28 21:15 | 0.0453 | 0.0492
2022-12-28 21:30 | 0.0455 | 0.0495
2022-12-28 21:45 | 0.0454 | 0.0495
2022-12-28 22:00 | 0.0456 | 0.056
2022-12-28 22:15 | 0.0457 | 2.1189
2022-12-28 22:30 | 0.0458 | 2.2864
2022-12-28 22:45 | 0.0459 | 0.046
2022-12-28 23:00 | 0.0459 | 0.0499
2022-12-28 23:15 | 0.0456 | 0.0495
2022-12-28 23:30 | 0.0456 | 0.0497
2022-12-28 23:45 | 0.0458 | 0.0498
2022-12-29 | 0.046 | 0.0502
2022-12-29 00:15 | 0.0461 | 0.0803
2022-12-29 00:30 | 0.0459 | 2.4152
2022-12-29 00:45 | 0.0459 | 2.1855
2022-12-29 01:00 | 0.0464 | 0.0276
2022-12-29 01:15 | 0.0462 | 0.0504
2022-12-29 01:30 | 0.0463 | 0.0504
2022-12-29 01:45 | 0.0463 | 0.0505
2022-12-29 02:00 | 0.0464 | 0.0507
2022-12-29 02:15 | 0.0465 | 0.0508
2022-12-29 02:30 | 0.0462 | 1.6832
2022-12-29 02:45 | 0.046 | 2.8482
2022-12-29 03:00 | 0.0461 | 0.4502
2022-12-29 03:15 | 0.0462 | 0.0491
2022-12-29 03:30 | 0.0461 | 0.0504
2022-12-29 03:45 | 0.0462 | 0.0504
2022-12-29 04:00 | 0.0461 | 0.0503
2022-12-29 04:15 | 0.0459 | 0.0502
2022-12-29 04:30 | 0.0458 | 0.6873
2022-12-29 04:45 | 0.0457 | 2.9277
2022-12-29 05:00 | 0.0456 | 1.5719
2022-12-29 05:15 | 0.0458 | 0.0359
2022-12-29 05:30 | 0.0455 | 0.0496
2022-12-29 05:45 | 0.0457 | 0.0496
2022-12-29 06:00 | 0.0464 | 0.0504
2022-12-29 06:15 | 0.046 | 0.0502
2022-12-29 06:30 | 2.1188 | 0.3454
2022-12-29 06:45 | 2.3062 | 2.8667
2022-12-29 07:00 | 2.025 | 2.0493
2022-12-29 07:15 | 1.8601 | 0.0324
2022-12-29 07:30 | 1.8718 | 0.0492
2022-12-29 07:45 | 1.8359 | 0.0492
2022-12-29 08:00 | 1.867 | 0.0492
2022-12-29 08:15 | 1.798 | 0.0492
2022-12-29 08:30 | 1.0873 | 0.0567
2022-12-29 08:45 | 2.5894 | 2.3392
2022-12-29 09:00 | 2.1115 | 2.921
2022-12-29 09:15 | 1.6081 | 0.1077
2022-12-29 09:30 | 1.6398 | 0.0495
2022-12-29 09:45 | 1.6614 | 0.0493
2022-12-29 10:00 | 0.3048 | 0.0496
2022-12-29 10:15 | 0.0457 | 0.0498
2022-12-29 10:30 | 0.046 | 0.0503
2022-12-29 10:45 | 0.046 | 0.0502
2022-12-29 11:00 | 0.0462 | 0.0504
2022-12-29 11:15 | 0.046 | 0.0502
2022-12-29 11:30 | 0.046 | 0.0501
2022-12-29 11:45 | 0.0462 | 0.0503
2022-12-29 12:00 | 0.0461 | 0.0502
2022-12-29 12:15 | 0.0458 | 0.05
2022-12-29 12:30 | 0.0459 | 0.0499
2022-12-29 12:45 | 0.0457 | 0.9407
2022-12-29 13:00 | 0.0459 | 1.4022
2022-12-29 13:15 | 0.0457 | 1.1179
2022-12-29 13:30 | 0.0461 | 0.0326
2022-12-29 13:45 | 0.0458 | 0.0498
2022-12-29 14:00 | 0.0448 | 0.0489
2022-12-29 14:15 | 0.0451 | 0.0487
2022-12-29 14:30 | 0.0461 | 0.0518
2022-12-29 14:45 | 0.0459 | 0.046
2022-12-29 15:00 | 0.0455 | 0.0488
2022-12-29 15:15 | 0.0449 | 0.0489
2022-12-29 15:30 | 0.0452 | 0.0494
2022-12-29 15:45 | 0.045 | 0.0491
2022-12-29 16:00 | 0.0453 | 0.0494
2022-12-29 16:15 | 0.0452 | 0.0492
2022-12-29 16:30 | 0.045 | 0.0488
2022-12-29 16:45 | 0.0452 | 0.0486
2022-12-29 17:00 | 0.0449 | 0.5716
2022-12-29 17:15 | 0.0446 | 1.2754
2022-12-29 17:30 | 0.045 | 1.2739
2022-12-29 17:45 | 0.0448 | 0.2569
2022-12-29 18:00 | 0.0447 | 0.0488
2022-12-29 18:15 | 0.0448 | 0.0488
2022-12-29 18:30 | 0.0446 | 0.0485
2022-12-29 18:45 | 0.0447 | 0.0487
2022-12-29 19:00 | 0.045 | 0.0489
2022-12-29 19:15 | 0.0449 | 0.0487
2022-12-29 19:30 | 0.045 | 0.0489
2022-12-29 19:45 | 0.0449 | 0.0488
2022-12-29 20:00 | 0.045 | 0.0489
2022-12-29 20:15 | 0.0452 | 0.0489
2022-12-29 20:30 | 0.0452 | 0.0492
2022-12-29 20:45 | 0.0452 | 0.3076
2022-12-29 21:00 | 0.0447 | 2.6013
2022-12-29 21:15 | 0.0451 | 1.5737
2022-12-29 21:30 | 0.0453 | 0.033
2022-12-29 21:45 | 0.0453 | 0.049
2022-12-29 22:00 | 0.0457 | 0.0493
2022-12-29 22:15 | 0.0458 | 0.0493
2022-12-29 22:30 | 0.0457 | 0.0493
2022-12-29 22:45 | 0.0456 | 0.0494
2022-12-29 23:00 | 0.0458 | 0.0498
2022-12-29 23:15 | 0.046 | 0.0499
2022-12-29 23:30 | 0.046 | 0.0501
2022-12-29 23:45 | 0.0463 | 0.0505
2022-12-30 | 0.0463 | 2.1415
2022-12-30 00:15 | 0.0463 | 2.2682
2022-12-30 00:30 | 0.0465 | 0.0255
2022-12-30 00:45 | 0.0463 | 0.0505
2022-12-30 01:00 | 0.0465 | 0.0507
2022-12-30 01:15 | 0.0463 | 0.0505
2022-12-30 01:30 | 0.0464 | 0.0506
2022-12-30 01:45 | 0.0465 | 0.0507
2022-12-30 02:00 | 0.0465 | 0.0508
2022-12-30 02:15 | 0.0465 | 0.0509
2022-12-30 02:30 | 0.0464 | 1.6686
2022-12-30 02:45 | 0.0463 | 2.3955
2022-12-30 03:00 | 0.0462 | 1.9338
2022-12-30 03:15 | 0.0465 | 0.0325
2022-12-30 03:30 | 0.0466 | 0.0507
2022-12-30 03:45 | 0.0465 | 0.0507
2022-12-30 04:00 | 0.0464 | 0.0506
2022-12-30 04:15 | 0.0463 | 0.0506
2022-12-30 04:30 | 0.0463 | 0.0505
2022-12-30 04:45 | 0.0463 | 0.0505
2022-12-30 05:00 | 0.0462 | 0.0504
2022-12-30 05:15 | 0.0461 | 0.0503
2022-12-30 05:30 | 0.046 | 0.0502
2022-12-30 05:45 | 0.0463 | 0.5704
2022-12-30 06:00 | 0.0458 | 2.4191
2022-12-30 06:15 | 0.0457 | 1.1638
2022-12-30 06:30 | 0.0466 | 0.0386
2022-12-30 06:45 | 0.0459 | 0.05
2022-12-30 07:00 | 0.0458 | 0.05
2022-12-30 07:15 | 0.0456 | 0.0498
2022-12-30 07:30 | 0.0455 | 0.0497
2022-12-30 07:45 | 0.0453 | 0.0496
2022-12-30 08:00 | 0.0451 | 0.0494
2022-12-30 08:15 | 0.0454 | 0.0495
2022-12-30 08:30 | 0.0454 | 0.0496
2022-12-30 08:45 | 0.0452 | 0.275
2022-12-30 09:00 | 0.0455 | 1.6692
2022-12-30 09:15 | 0.0456 | 1.4472
2022-12-30 09:30 | 0.0458 | 0.2172
2022-12-30 09:45 | 0.0457 | 0.0501
2022-12-30 10:00 | 0.0456 | 0.0496
2022-12-30 10:15 | 0.0456 | 0.0498
2022-12-30 10:30 | 0.0454 | 0.0496
2022-12-30 10:45 | 0.0458 | 0.0499
2022-12-30 11:00 | 0.0458 | 0.0501
2022-12-30 11:15 | 0.0457 | 0.05
2022-12-30 11:30 | 0.0438 | 0.0493
2022-12-30 11:45 | 0.0435 | 0.0491
2022-12-30 12:00 | 0.0435 | 0.0491
2022-12-30 12:15 | 0.0451 | 0.0494
2022-12-30 12:30 | 0.0447 | 0.0493
2022-12-30 12:45 | 0.0434 | 0.0491
2022-12-30 13:00 | 0.044 | 0.0496
2022-12-30 13:15 | 0.0445 | 0.0495
2022-12-30 13:30 | 0.0443 | 0.0493
2022-12-30 13:45 | 0.0449 | 0.0494
2022-12-30 14:00 | 0.045 | 0.0493
2022-12-30 14:15 | 0.0435 | 0.0495
2022-12-30 14:30 | 0.0437 | 0.0494
2022-12-30 14:45 | 0.0439 | 0.0493
2022-12-30 15:00 | 0.0444 | 0.0492
2022-12-30 15:15 | 0.0444 | 0.0489
2022-12-30 15:30 | 0.0434 | 0.0487
2022-12-30 15:45 | 0.0439 | 0.0487
2022-12-30 16:00 | 0.0446 | 0.0494
2022-12-30 16:15 | 0.0451 | 0.049
2022-12-30 16:30 | 0.045 | 0.0493
2022-12-30 16:45 | 0.0434 | 0.049
2022-12-30 17:00 | 0.0439 | 0.0487
2022-12-30 17:15 | 0.0438 | 0.0487
2022-12-30 17:30 | 0.0441 | 0.049
2022-12-30 17:45 | 0.0448 | 0.0491
2022-12-30 18:00 | 0.044 | 0.0491
2022-12-30 18:15 | 0.0438 | 0.0492
2022-12-30 18:30 | 0.0444 | 0.0495
2022-12-30 18:45 | 0.0442 | 0.0493
2022-12-30 19:00 | 0.0446 | 0.0492
2022-12-30 19:15 | 0.0437 | 0.0488
2022-12-30 19:30 | 0.0441 | 0.0487
2022-12-30 19:45 | 0.0449 | 0.0491
2022-12-30 20:00 | 0.0444 | 0.0488
2022-12-30 20:15 | 0.044 | 0.0488
2022-12-30 20:30 | 0.0444 | 0.0491
2022-12-30 20:45 | 0.0451 | 0.049
2022-12-30 21:00 | 0.0454 | 0.0492
2022-12-30 21:15 | 0.0456 | 0.0493
2022-12-30 21:30 | 0.0458 | 0.0497
2022-12-30 21:45 | 0.0456 | 0.0497
2022-12-30 22:00 | 0.0455 | 0.0496
2022-12-30 22:15 | 0.0455 | 0.3054
2022-12-30 22:30 | 0.0455 | 1.4004
2022-12-30 22:45 | 0.0456 | 1.4147
2022-12-30 23:00 | 0.046 | 0.3044
2022-12-30 23:15 | 0.0463 | 0.0505
2022-12-30 23:30 | 0.0463 | 0.0505
2022-12-30 23:45 | 0.0462 | 0.0506
2022-12-31 | 0.0458 | 0.0501
2022-12-31 00:15 | 0.0456 | 0.0498
2022-12-31 00:30 | 0.0456 | 0.0499
2022-12-31 00:45 | 0.0457 | 0.05
2022-12-31 01:00 | 0.0458 | 0.05
2022-12-31 01:15 | 0.046 | 0.0502
2022-12-31 01:30 | 0.046 | 0.0503
2022-12-31 01:45 | 0.046 | 0.0504
2022-12-31 02:00 | 0.046 | 0.0503
2022-12-31 02:15 | 0.0459 | 0.0502
2022-12-31 02:30 | 0.0459 | 0.0501
2022-12-31 02:45 | 0.0459 | 1.1111
2022-12-31 03:00 | 0.0459 | 1.4493
2022-12-31 03:15 | 0.046 | 0.9902
2022-12-31 03:30 | 0.0459 | 0.0394
2022-12-31 03:45 | 0.046 | 0.0503
2022-12-31 04:00 | 0.0458 | 0.0501
2022-12-31 04:15 | 0.0458 | 0.0501
2022-12-31 04:30 | 0.0457 | 0.0501
2022-12-31 04:45 | 0.0456 | 0.05
2022-12-31 05:00 | 0.0456 | 0.0499
2022-12-31 05:15 | 0.0456 | 0.0498
2022-12-31 05:30 | 0.0457 | 0.0501
2022-12-31 05:45 | 0.046 | 0.0504
2022-12-31 06:00 | 0.0458 | 0.0502
2022-12-31 06:15 | 0.0457 | 0.05
2022-12-31 06:30 | 0.0457 | 0.0501
2022-12-31 06:45 | 0.0456 | 0.0498
2022-12-31 07:00 | 0.0452 | 0.0494
2022-12-31 07:15 | 0.0456 | 0.7684
2022-12-31 07:30 | 0.0452 | 1.4044
2022-12-31 07:45 | 0.0454 | 1.0298
2022-12-31 08:00 | 0.0456 | 0.0366
2022-12-31 08:15 | 0.0455 | 0.0497
2022-12-31 08:30 | 0.0454 | 0.0494
2022-12-31 08:45 | 0.0451 | 0.0491
2022-12-31 09:00 | 0.0452 | 0.0493
2022-12-31 09:15 | 0.0452 | 0.0494
2022-12-31 09:30 | 0.0454 | 0.0496
2022-12-31 09:45 | 0.0455 | 0.0497
2022-12-31 10:00 | 0.0454 | 0.0496
2022-12-31 10:15 | 0.0449 | 0.0491
2022-12-31 10:30 | 0.045 | 0.0492
2022-12-31 10:45 | 0.0449 | 0.0489
2022-12-31 11:00 | 0.0447 | 0.0487
2022-12-31 11:15 | 0.0447 | 0.0488
2022-12-31 11:30 | 0.0446 | 0.0486
2022-12-31 11:45 | 0.0445 | 0.0486
2022-12-31 12:00 | 0.0446 | 0.0487
2022-12-31 12:15 | 0.0446 | 0.0487
2022-12-31 12:30 | 0.0445 | 0.0486
2022-12-31 12:45 | 0.0447 | 0.0488
2022-12-31 13:00 | 0.0449 | 0.0489
2022-12-31 13:15 | 0.045 | 0.0489
2022-12-31 13:30 | 0.0441 | 0.0488
2022-12-31 13:45 | 0.0439 | 0.0488
2022-12-31 14:00 | 0.0449 | 0.049
2022-12-31 14:15 | 0.0449 | 0.049
2022-12-31 14:30 | 0.0448 | 0.049
2022-12-31 14:45 | 0.045 | 0.0491
2022-12-31 15:00 | 0.0451 | 0.0491
2022-12-31 15:15 | 0.0451 | 0.0493
2022-12-31 15:30 | 0.0448 | 0.0489
2022-12-31 15:45 | 0.045 | 0.049
2022-12-31 16:00 | 0.0448 | 0.049
2022-12-31 16:15 | 0.0443 | 0.0485
2022-12-31 16:30 | 0.0443 | 0.0484
2022-12-31 16:45 | 0.0443 | 0.0484
2022-12-31 17:00 | 0.0446 | 0.0487
2022-12-31 17:15 | 0.0446 | 0.0488
2022-12-31 17:30 | 0.0449 | 0.049
2022-12-31 17:45 | 0.0449 | 0.0487
2022-12-31 18:00 | 0.045 | 0.0491
2022-12-31 18:15 | 0.0451 | 0.0492
2022-12-31 18:30 | 0.0452 | 0.0494
2022-12-31 18:45 | 0.0452 | 0.0494
2022-12-31 19:00 | 0.0448 | 0.1624
2022-12-31 19:15 | 0.0445 | 1.2731
2022-12-31 19:30 | 0.0448 | 1.2408
2022-12-31 19:45 | 0.045 | 0.5345
2022-12-31 20:00 | 0.0448 | 0.0453
2022-12-31 20:15 | 0.0449 | 0.049
2022-12-31 20:30 | 0.045 | 0.0492
2022-12-31 20:45 | 0.0449 | 0.049
2022-12-31 21:00 | 0.0453 | 0.0495
2022-12-31 21:15 | 0.0454 | 0.0497
2022-12-31 21:30 | 0.0453 | 0.0495
2022-12-31 21:45 | 0.0454 | 0.0496
2022-12-31 22:00 | 0.0456 | 0.0498
2022-12-31 22:15 | 0.0453 | 0.0494
2022-12-31 22:30 | 0.0452 | 0.0494
2022-12-31 22:45 | 0.0453 | 0.0495
2022-12-31 23:00 | 0.0456 | 0.0498
2022-12-31 23:15 | 0.0457 | 0.0501
2022-12-31 23:30 | 0.0457 | 0.05
2022-12-31 23:45 | 0.0458 | 0.05
2023-01-01 | 0.0459 | 0.0502
2023-01-01 00:15 | 0.046 | 0.0504
2023-01-01 00:30 | 0.0457 | 0.05
2023-01-01 00:45 | 0.0454 | 0.0497
2023-01-01 01:00 | 0.0455 | 0.0498
2023-01-01 01:15 | 0.0454 | 0.0497
2023-01-01 01:30 | 0.0454 | 0.0496
2023-01-01 01:45 | 0.0456 | 0.05
2023-01-01 02:00 | 0.0455 | 0.0499
2023-01-01 02:15 | 0.0455 | 0.0498
2023-01-01 02:30 | 0.0456 | 0.05
2023-01-01 02:45 | 0.0456 | 0.0499
2023-01-01 03:00 | 0.0457 | 0.05
2023-01-01 03:15 | 0.0455 | 0.0498
2023-01-01 03:30 | 0.0455 | 0.0498
2023-01-01 03:45 | 0.0455 | 0.0498
2023-01-01 04:00 | 0.0456 | 0.05
2023-01-01 04:15 | 0.0456 | 0.0501
2023-01-01 04:30 | 0.0456 | 0.0501
2023-01-01 04:45 | 0.0456 | 0.05
2023-01-01 05:00 | 0.0455 | 0.9914
2023-01-01 05:15 | 0.0458 | 1.3408
2023-01-01 05:30 | 0.0459 | 0.9638
2023-01-01 05:45 | 0.0459 | 0.0365
2023-01-01 06:00 | 0.0462 | 0.0498
2023-01-01 06:15 | 0.0461 | 0.0499
2023-01-01 06:30 | 0.0462 | 0.05
2023-01-01 06:45 | 0.046 | 0.05
2023-01-01 07:00 | 0.0456 | 0.0498
2023-01-01 07:15 | 0.0455 | 0.0497
2023-01-01 07:30 | 0.0454 | 0.0496
2023-01-01 07:45 | 0.0455 | 0.0497
2023-01-01 08:00 | 0.0456 | 0.0496
2023-01-01 08:15 | 0.0458 | 0.0494
2023-01-01 08:30 | 0.0456 | 0.0496
2023-01-01 08:45 | 0.0455 | 0.0498
2023-01-01 09:00 | 0.0455 | 0.0496
2023-01-01 09:15 | 0.0451 | 0.0496
2023-01-01 09:30 | 0.0452 | 0.0495
2023-01-01 09:45 | 0.0451 | 0.0492
2023-01-01 10:00 | 0.045 | 0.0492
2023-01-01 10:15 | 0.0448 | 0.049
2023-01-01 10:30 | 0.0451 | 0.0494
2023-01-01 10:45 | 0.0449 | 0.0493
2023-01-01 11:00 | 0.045 | 0.0493
2023-01-01 11:15 | 0.0449 | 0.0489
2023-01-01 11:30 | 0.0455 | 0.0497
2023-01-01 11:45 | 0.0457 | 0.0499
2023-01-01 12:00 | 0.0453 | 0.0497
2023-01-01 12:15 | 0.0455 | 0.0499
2023-01-01 12:30 | 0.0454 | 0.0495
2023-01-01 12:45 | 0.0453 | 0.0493
2023-01-01 13:00 | 0.0454 | 0.0494
2023-01-01 13:15 | 0.0456 | 0.0497
2023-01-01 13:30 | 0.0452 | 0.0494
2023-01-01 13:45 | 0.0435 | 0.049
2023-01-01 14:00 | 0.0436 | 0.049
2023-01-01 14:15 | 0.044 | 0.049
2023-01-01 14:30 | 0.0443 | 0.049
2023-01-01 14:45 | 0.0447 | 0.0492
2023-01-01 15:00 | 0.0438 | 0.0491
2023-01-01 15:15 | 0.0433 | 0.0493
2023-01-01 15:30 | 0.0436 | 0.0491
2023-01-01 15:45 | 0.0439 | 0.0491
2023-01-01 16:00 | 0.0436 | 0.0484
2023-01-01 16:15 | 0.0441 | 0.0482
2023-01-01 16:30 | 0.043 | 0.0481
2023-01-01 16:45 | 0.0425 | 0.0477
2023-01-01 17:00 | 0.0437 | 0.0486
2023-01-01 17:15 | 0.0439 | 0.0486
2023-01-01 17:30 | 0.0447 | 0.0487
2023-01-01 17:45 | 0.0446 | 0.0484
2023-01-01 18:00 | 0.0444 | 0.0483
2023-01-01 18:15 | 0.0447 | 0.0489
2023-01-01 18:30 | 0.0449 | 0.0488
2023-01-01 18:45 | 0.0449 | 0.0487
2023-01-01 19:00 | 0.0448 | 0.0488
2023-01-01 19:15 | 0.0446 | 0.0486
2023-01-01 19:30 | 0.0447 | 0.0486
2023-01-01 19:45 | 0.0452 | 0.0491
2023-01-01 20:00 | 0.0447 | 0.0487
2023-01-01 20:15 | 0.0446 | 0.6817
2023-01-01 20:30 | 0.0441 | 2.4065
2023-01-01 20:45 | 0.0446 | 1.1695
2023-01-01 21:00 | 0.0452 | 0.0368
2023-01-01 21:15 | 0.0452 | 0.0492
2023-01-01 21:30 | 0.0453 | 0.0493
2023-01-01 21:45 | 0.0454 | 0.0493
2023-01-01 22:00 | 0.0454 | 0.0493
2023-01-01 22:15 | 0.0454 | 0.0494
2023-01-01 22:30 | 0.0456 | 0.0497
2023-01-01 22:45 | 0.0458 | 0.0498
2023-01-01 23:00 | 0.0459 | 0.0501
2023-01-01 23:15 | 0.046 | 0.0501
2023-01-01 23:30 | 0.0461 | 0.0502
2023-01-01 23:45 | 0.0461 | 0.0504
2023-01-02 | 0.0464 | 0.0507
2023-01-02 00:15 | 0.0464 | 0.0505
2023-01-02 00:30 | 0.0465 | 0.0508
2023-01-02 00:45 | 0.0465 | 0.0509
2023-01-02 01:00 | 0.0464 | 0.2632
2023-01-02 01:15 | 0.0455 | 2.6907
2023-01-02 01:30 | 0.0453 | 1.9407
2023-01-02 01:45 | 0.0455 | 0.0285
2023-01-02 02:00 | 0.0457 | 0.0499
2023-01-02 02:15 | 0.046 | 0.0502
2023-01-02 02:30 | 0.0461 | 0.0504
2023-01-02 02:45 | 0.0462 | 0.0504
2023-01-02 03:00 | 0.0459 | 0.0501
2023-01-02 03:15 | 0.046 | 0.0502
2023-01-02 03:30 | 0.0461 | 0.0503
2023-01-02 03:45 | 0.0461 | 0.0504
2023-01-02 04:00 | 0.0458 | 0.0502
2023-01-02 04:15 | 0.0457 | 1.3877
2023-01-02 04:30 | 0.0454 | 3.0401
2023-01-02 04:45 | 0.0454 | 0.5539
2023-01-02 05:00 | 0.0456 | 0.049
2023-01-02 05:15 | 0.046 | 0.0496
2023-01-02 05:30 | 0.0457 | 0.0498
2023-01-02 05:45 | 0.0466 | 0.0503
2023-01-02 06:00 | 0.0462 | 0.0505
2023-01-02 06:15 | 0.0463 | 0.0502
2023-01-02 06:30 | 0.046 | 0.05
2023-01-02 06:45 | 0.046 | 0.7418
2023-01-02 07:00 | 0.046 | 1.5277
2023-01-02 07:15 | 0.0458 | 3.02
2023-01-02 07:30 | 0.0457 | 0.8106
2023-01-02 07:45 | 0.0456 | 0.0458
2023-01-02 08:00 | 0.0452 | 0.0494
2023-01-02 08:15 | 0.0453 | 0.0494
2023-01-02 08:30 | 0.045 | 0.0493
2023-01-02 08:45 | 0.0451 | 0.0492
2023-01-02 09:00 | 0.0454 | 0.0913
2023-01-02 09:15 | 0.045 | 2.3649
2023-01-02 09:30 | 0.0449 | 2.054
2023-01-02 09:45 | 0.045 | 0.0263
2023-01-02 10:00 | 0.0451 | 0.0488
2023-01-02 10:15 | 0.0451 | 0.0489
2023-01-02 10:30 | 0.0449 | 0.0488
2023-01-02 10:45 | 0.0446 | 0.0485
2023-01-02 11:00 | 0.0446 | 0.0485
2023-01-02 11:15 | 0.0445 | 0.0486
2023-01-02 11:30 | 0.0444 | 0.0485
2023-01-02 11:45 | 0.0444 | 0.0484
2023-01-02 12:00 | 0.0446 | 0.0486
2023-01-02 12:15 | 0.0444 | 0.0485
2023-01-02 12:30 | 0.0446 | 0.4603
2023-01-02 12:45 | 0.045 | 1.4738
2023-01-02 13:00 | 1.1531 | 1.4145
2023-01-02 13:15 | 1.0666 | 0.7105
2023-01-02 13:30 | 1.0063 | 0.0432
2023-01-02 13:45 | 1.0629 | 0.0482
2023-01-02 14:00 | 1.0258 | 0.049
2023-01-02 14:15 | 1.0162 | 0.0486
2023-01-02 14:30 | 0.9476 | 0.0485
2023-01-02 14:45 | 0.9776 | 0.0485
2023-01-02 15:00 | 0.938 | 0.0486
2023-01-02 15:15 | 0.0343 | 0.0485
2023-01-02 15:30 | 0.0444 | 0.0485
2023-01-02 15:45 | 0.044 | 0.048
2023-01-02 16:00 | 0.045 | 0.0487
2023-01-02 16:15 | 0.0453 | 0.0485
2023-01-02 16:30 | 0.0448 | 0.0488
2023-01-02 16:45 | 0.0444 | 0.0483
2023-01-02 17:00 | 0.0443 | 0.0483
2023-01-02 17:15 | 0.0446 | 0.0485
2023-01-02 17:30 | 0.0444 | 0.0483
2023-01-02 17:45 | 0.0443 | 0.3636
2023-01-02 18:00 | 0.0446 | 2.3748
2023-01-02 18:15 | 0.0449 | 1.4382
2023-01-02 18:30 | 0.0448 | 0.0323
2023-01-02 18:45 | 0.0453 | 0.0492
2023-01-02 19:00 | 0.0447 | 0.0486
2023-01-02 19:15 | 0.0451 | 0.0488
2023-01-02 19:30 | 0.045 | 0.049
2023-01-02 19:45 | 0.0451 | 0.0492
2023-01-02 20:00 | 0.0446 | 0.0485
2023-01-02 20:15 | 0.0443 | 0.0482
2023-01-02 20:30 | 0.0445 | 0.6026
2023-01-02 20:45 | 0.0442 | 2.8571
2023-01-02 21:00 | 0.0446 | 1.3038
2023-01-02 21:15 | 0.0446 | 0.036
2023-01-02 21:30 | 0.0446 | 0.0484
2023-01-02 21:45 | 0.0446 | 0.0486
2023-01-02 22:00 | 0.0449 | 0.0488
2023-01-02 22:15 | 0.0451 | 0.0491
2023-01-02 22:30 | 0.0454 | 0.0494
2023-01-02 22:45 | 0.0454 | 0.0495
2023-01-02 23:00 | 0.0454 | 1.1716
2023-01-02 23:15 | 0.0454 | 3.0501
2023-01-02 23:30 | 0.0455 | 0.8372
2023-01-02 23:45 | 0.0457 | 0.0451
2023-01-03 | 0.0456 | 0.0497
2023-01-03 00:15 | 0.0457 | 0.0498
2023-01-03 00:30 | 0.0458 | 0.0499
2023-01-03 00:45 | 0.0458 | 0.05
2023-01-03 01:00 | 0.0459 | 0.0502
2023-01-03 01:15 | 0.0459 | 0.0501
2023-01-03 01:30 | 0.0458 | 1.3817
2023-01-03 01:45 | 0.0457 | 3.0125
2023-01-03 02:00 | 0.0458 | 1.424
2023-01-03 02:15 | 0.046 | 0.039
2023-01-03 02:30 | 0.0459 | 0.0501
2023-01-03 02:45 | 0.0459 | 0.0501
2023-01-03 03:00 | 0.046 | 0.0502
2023-01-03 03:15 | 0.046 | 0.0503
2023-01-03 03:30 | 0.0459 | 0.0503
2023-01-03 03:45 | 0.0459 | 0.2682
2023-01-03 04:00 | 0.0456 | 2.7568
2023-01-03 04:15 | 0.0455 | 2.3882
2023-01-03 04:30 | 0.0456 | 0.0265
2023-01-03 04:45 | 0.0456 | 0.0497
2023-01-03 05:00 | 0.0453 | 0.0494
2023-01-03 05:15 | 0.0453 | 0.0494
2023-01-03 05:30 | 0.0454 | 0.0497
2023-01-03 05:45 | 0.0459 | 0.0502
2023-01-03 06:00 | 0.0457 | 0.0499
2023-01-03 06:15 | 0.0454 | 0.27
2023-01-03 06:30 | 1.9218 | 2.7792
2023-01-03 06:45 | 1.9939 | 2.6797
2023-01-03 07:00 | 1.7693 | 0.0246
2023-01-03 07:15 | 1.6776 | 0.0489
2023-01-03 07:30 | 1.657 | 0.0491
2023-01-03 07:45 | 1.4538 | 0.0494
2023-01-03 08:00 | 1.639 | 0.0492
2023-01-03 08:15 | 1.4367 | 0.0495
2023-01-03 08:30 | 1.3959 | 0.0493
2023-01-03 08:45 | 1.0023 | 0.0496
2023-01-03 09:00 | 1.9186 | 0.386
2023-01-03 09:15 | 1.5773 | 2.6818
2023-01-03 09:30 | 1.5466 | 1.8825
2023-01-03 09:45 | 1.3508 | 0.0292
2023-01-03 10:00 | 1.2809 | 0.0493
2023-01-03 10:15 | 1.2137 | 0.0492
2023-01-03 10:30 | 0.5277 | 0.0495
2023-01-03 10:45 | 0.0456 | 0.0494
2023-01-03 11:00 | 0.0455 | 0.0496
2023-01-03 11:15 | 0.0453 | 0.0493
2023-01-03 11:30 | 0.0457 | 0.0497
2023-01-03 11:45 | 0.0456 | 0.8677
2023-01-03 12:00 | 0.0454 | 2.2351
2023-01-03 12:15 | 0.0453 | 0.8245
2023-01-03 12:30 | 0.0456 | 0.0433
2023-01-03 12:45 | 0.0455 | 0.0493
2023-01-03 13:00 | 0.0455 | 0.0495
2023-01-03 13:15 | 0.0438 | 0.0491
2023-01-03 13:30 | 0.0437 | 0.0491
2023-01-03 13:45 | 0.0443 | 0.0492
2023-01-03 14:00 | 0.0446 | 0.0492
2023-01-03 14:15 | 0.0455 | 0.0495
2023-01-03 14:30 | 0.0457 | 0.0498
2023-01-03 14:45 | 0.0458 | 0.7587
2023-01-03 15:00 | 0.0452 | 1.5115
2023-01-03 15:15 | 0.045 | 1.2862
2023-01-03 15:30 | 0.0449 | 0.6779
2023-01-03 15:45 | 0.045 | 0.0448
2023-01-03 16:00 | 0.0449 | 0.0489
2023-01-03 16:15 | 0.0451 | 0.0486
2023-01-03 16:30 | 0.0449 | 0.0485
2023-01-03 16:45 | 0.0447 | 0.0483
2023-01-03 17:00 | 0.0448 | 0.0485
2023-01-03 17:15 | 0.0447 | 0.0484
2023-01-03 17:30 | 0.0445 | 0.0485
2023-01-03 17:45 | 0.0446 | 0.0482
2023-01-03 18:00 | 0.0445 | 0.0482
2023-01-03 18:15 | 0.0446 | 0.0485
2023-01-03 18:30 | 0.0449 | 1.2721
2023-01-03 18:45 | 0.0446 | 2.4561
2023-01-03 19:00 | 0.0449 | 1.1586
2023-01-03 19:15 | 0.0448 | 0.0373
2023-01-03 19:30 | 0.0448 | 0.0486
2023-01-03 19:45 | 0.045 | 0.049
2023-01-03 20:00 | 0.0451 | 0.0489
2023-01-03 20:15 | 0.0448 | 0.0483
2023-01-03 20:30 | 0.0451 | 0.0487
2023-01-03 20:45 | 0.045 | 0.0484
2023-01-03 21:00 | 0.0451 | 0.0488
2023-01-03 21:15 | 0.0451 | 0.0492
2023-01-03 21:30 | 0.0451 | 0.0492
2023-01-03 21:45 | 0.0452 | 0.3112
2023-01-03 22:00 | 0.0452 | 2.5115
2023-01-03 22:15 | 0.045 | 1.7507
2023-01-03 22:30 | 0.0454 | 0.0291
2023-01-03 22:45 | 0.0455 | 0.0494
2023-01-03 23:00 | 0.0456 | 0.0496
2023-01-03 23:15 | 0.0457 | 0.0498
2023-01-03 23:30 | 0.0456 | 0.0498
2023-01-03 23:45 | 0.0456 | 0.0497
2023-01-04 | 0.0457 | 0.0499
2023-01-04 00:15 | 0.0458 | 0.0501
2023-01-04 00:30 | 0.046 | 0.0504
2023-01-04 00:45 | 0.0462 | 0.0505
2023-01-04 01:00 | 0.0461 | 1.3521
2023-01-04 01:15 | 0.0458 | 2.4652
2023-01-04 01:30 | 0.0459 | 0.7891
2023-01-04 01:45 | 0.0462 | 0.0443
2023-01-04 02:00 | 0.0462 | 0.0504
2023-01-04 02:15 | 0.0462 | 0.0504
2023-01-04 02:30 | 0.0462 | 0.0506
2023-01-04 02:45 | 0.0463 | 0.0505
2023-01-04 03:00 | 0.0462 | 0.0504
2023-01-04 03:15 | 0.0461 | 0.0505
2023-01-04 03:30 | 0.0461 | 0.0505
2023-01-04 03:45 | 0.0461 | 0.0504
2023-01-04 04:00 | 0.0461 | 0.132
2023-01-04 04:15 | 0.0457 | 2.3732
2023-01-04 04:30 | 0.0456 | 2.2291
2023-01-04 04:45 | 0.0458 | 0.122
2023-01-04 05:00 | 0.0457 | 0.0499
2023-01-04 05:15 | 0.0463 | 0.0506
2023-01-04 05:30 | 0.0461 | 0.0505
2023-01-04 05:45 | 0.046 | 0.0503
2023-01-04 06:00 | 0.046 | 0.0503
2023-01-04 06:15 | 0.0459 | 0.05
2023-01-04 06:30 | 1.7618 | 0.05
2023-01-04 06:45 | 1.6913 | 0.0498
2023-01-04 07:00 | 1.4518 | 0.0966
2023-01-04 07:15 | 1.3947 | 2.3201
2023-01-04 07:30 | 1.1888 | 2.3245
2023-01-04 07:45 | 1.3557 | 0.0781
2023-01-04 08:00 | 1.3495 | 0.0494
2023-01-04 08:15 | 1.2838 | 0.0493
2023-01-04 08:30 | 1.1902 | 0.0493
2023-01-04 08:45 | 1.2143 | 0.0493
2023-01-04 09:00 | 0.3672 | 0.0497
2023-01-04 09:15 | 0.0454 | 0.0495
2023-01-04 09:30 | 0.0451 | 0.0493
2023-01-04 09:45 | 0.0453 | 0.0494
2023-01-04 10:00 | 0.0455 | 0.0497
2023-01-04 10:15 | 0.0454 | 0.0495
2023-01-04 10:30 | 0.0454 | 1.6194
2023-01-04 10:45 | 0.0456 | 1.9591
2023-01-04 11:00 | 0.0453 | 0.5862
2023-01-04 11:15 | 0.0454 | 0.0471
2023-01-04 11:30 | 0.0455 | 0.0498
2023-01-04 11:45 | 0.0455 | 0.0495
2023-01-04 12:00 | 0.0454 | 0.0494
2023-01-04 12:15 | 0.0456 | 0.0496
2023-01-04 12:30 | 0.0457 | 0.0497
2023-01-04 12:45 | 0.0456 | 0.0497
2023-01-04 13:00 | 0.0456 | 0.0497
2023-01-04 13:15 | 0.0456 | 0.0498
2023-01-04 13:30 | 0.0457 | 0.0498
2023-01-04 13:45 | 0.0457 | 0.0499
2023-01-04 14:00 | 0.0456 | 0.0498
2023-01-04 14:15 | 0.0455 | 0.0496
2023-01-04 14:30 | 0.0455 | 0.0497
2023-01-04 14:45 | 0.0455 | 0.0497
2023-01-04 15:00 | 0.0454 | 1.1902
2023-01-04 15:15 | 0.0451 | 1.4195
2023-01-04 15:30 | 0.0451 | 1.1428
2023-01-04 15:45 | 0.0449 | 0.0343
2023-01-04 16:00 | 0.0448 | 0.0488
2023-01-04 16:15 | 0.0449 | 0.0489
2023-01-04 16:30 | 0.0449 | 0.0488
2023-01-04 16:45 | 0.045 | 0.0489
2023-01-04 17:00 | 0.0448 | 0.0487
2023-01-04 17:15 | 0.0449 | 0.0489
2023-01-04 17:30 | 0.0449 | 0.0488
2023-01-04 17:45 | 0.0447 | 0.0487
2023-01-04 18:00 | 0.0446 | 0.0487
2023-01-04 18:15 | 0.0455 | 0.0492
2023-01-04 18:30 | 0.0455 | 0.0493
2023-01-04 18:45 | 0.0451 | 1.0838
2023-01-04 19:00 | 0.0453 | 1.6902
2023-01-04 19:15 | 0.0455 | 0.7037
2023-01-04 19:30 | 0.0457 | 0.0454
2023-01-04 19:45 | 0.044 | 0.0489
2023-01-04 20:00 | 0.0429 | 0.0485
2023-01-04 20:15 | 0.0432 | 0.0486
2023-01-04 20:30 | 0.0432 | 0.0484
2023-01-04 20:45 | 0.0441 | 0.0488
2023-01-04 21:00 | 0.0448 | 0.0483
2023-01-04 21:15 | 0.045 | 0.0485
2023-01-04 21:30 | 0.0449 | 0.0481
2023-01-04 21:45 | 0.0451 | 0.0485
2023-01-04 22:00 | 0.0451 | 0.0489
2023-01-04 22:15 | 0.0458 | 0.0496
2023-01-04 22:30 | 0.046 | 0.0498
2023-01-04 22:45 | 0.046 | 0.0499
2023-01-04 23:00 | 0.0462 | 0.0501
2023-01-04 23:15 | 0.0464 | 0.7205
2023-01-04 23:30 | 0.046 | 1.5412
2023-01-04 23:45 | 0.0461 | 1.3239
2023-01-05 | 0.0461 | 0.0312
2023-01-05 00:15 | 0.0459 | 0.0498
2023-01-05 00:30 | 0.0458 | 0.0498
2023-01-05 00:45 | 0.0461 | 0.0501
2023-01-05 01:00 | 0.046 | 0.0501
2023-01-05 01:15 | 0.0459 | 0.0499
2023-01-05 01:30 | 0.0461 | 0.0502
2023-01-05 01:45 | 0.0464 | 0.0506
2023-01-05 02:00 | 0.0462 | 0.0502
2023-01-05 02:15 | 0.0463 | 0.0504
2023-01-05 02:30 | 0.0462 | 0.0504
2023-01-05 02:45 | 0.0462 | 0.0504
2023-01-05 03:00 | 0.0462 | 0.0504
2023-01-05 03:15 | 0.0461 | 0.0503
2023-01-05 03:30 | 0.0462 | 0.0503
2023-01-05 03:45 | 0.0462 | 0.0504
2023-01-05 04:00 | 0.0461 | 0.0502
2023-01-05 04:15 | 0.0462 | 0.0505
2023-01-05 04:30 | 0.046 | 1.4521
2023-01-05 04:45 | 0.0461 | 1.4308
2023-01-05 05:00 | 0.0459 | 0.8335
2023-01-05 05:15 | 0.0461 | 0.0434
2023-01-05 05:30 | 0.0462 | 0.0504
2023-01-05 05:45 | 0.0463 | 0.0503
2023-01-05 06:00 | 0.0459 | 0.0498
2023-01-05 06:15 | 0.0458 | 0.05
2023-01-05 06:30 | 1.5447 | 0.0494
2023-01-05 06:45 | 1.5501 | 0.0498
2023-01-05 07:00 | 1.42 | 0.0497
2023-01-05 07:15 | 1.3388 | 0.0497
2023-01-05 07:30 | 1.3577 | 0.0499
2023-01-05 07:45 | 1.3808 | 0.0496
2023-01-05 08:00 | 1.4184 | 0.0497
2023-01-05 08:15 | 0.9946 | 0.0496
2023-01-05 08:30 | 1.5767 | 0.1351
2023-01-05 08:45 | 0.8313 | 2.446
2023-01-05 09:00 | 0.0436 | 1.5926
2023-01-05 09:15 | 0.0449 | 1.7732
2023-01-05 09:30 | 0.0456 | 0.0254
2023-01-05 09:45 | 0.0459 | 0.0494
2023-01-05 10:00 | 0.0457 | 0.0495
2023-01-05 10:15 | 0.0458 | 0.0495
2023-01-05 10:30 | 0.0457 | 0.0495
2023-01-05 10:45 | 0.0456 | 0.0495
2023-01-05 11:00 | 0.0456 | 0.0494
2023-01-05 11:15 | 0.0453 | 0.0491
2023-01-05 11:30 | 0.0453 | 0.0492
2023-01-05 11:45 | 0.0437 | 0.0492
2023-01-05 12:00 | 0.044 | 0.0491
2023-01-05 12:15 | 0.0449 | 0.0495
2023-01-05 12:30 | 0.0456 | 0.0496
2023-01-05 12:45 | 0.0458 | 0.1162
2023-01-05 13:00 | 0.0456 | 2.3195
2023-01-05 13:15 | 0.0455 | 1.9899
2023-01-05 13:30 | 0.0459 | 0.0256
2023-01-05 13:45 | 0.0457 | 0.0493
2023-01-05 14:00 | 0.0457 | 0.0494
2023-01-05 14:15 | 0.046 | 0.0493
2023-01-05 14:30 | 0.046 | 0.0492
2023-01-05 14:45 | 0.0473 | 0.049
2023-01-05 15:00 | 0.0458 | 0.0488
2023-01-05 15:15 | 0.0463 | 0.9601
2023-01-05 15:30 | 1.5872 | 2.7515
2023-01-05 15:45 | 1.6389 | 1.2403
2023-01-05 16:00 | 1.6437 | 0.0362
2023-01-05 16:15 | 1.5758 | 0.0486
2023-01-05 16:30 | 0.0487 | 0.0485
2023-01-05 16:45 | 0.0449 | 0.2294
2023-01-05 17:00 | 0.0452 | 0.4203
2023-01-05 17:15 | 0.0447 | 2.819
2023-01-05 17:30 | 0.0446 | 1.9492
2023-01-05 17:45 | 0.0447 | 0.0278
2023-01-05 18:00 | 0.0446 | 0.0483
2023-01-05 18:15 | 0.0448 | 0.0483
2023-01-05 18:30 | 0.0449 | 0.0486
2023-01-05 18:45 | 0.0447 | 0.0484
2023-01-05 19:00 | 0.0449 | 0.0486
2023-01-05 19:15 | 0.0446 | 0.0483
2023-01-05 19:30 | 0.0446 | 0.0483
2023-01-05 19:45 | 0.0447 | 0.8442
2023-01-05 20:00 | 0.0442 | 2.9554
2023-01-05 20:15 | 0.0442 | 1.697
2023-01-05 20:30 | 0.0446 | 0.0335
2023-01-05 20:45 | 0.0448 | 0.0483
2023-01-05 21:00 | 0.0451 | 0.0483
2023-01-05 21:15 | 0.0453 | 0.0485
2023-01-05 21:30 | 0.0456 | 0.0488
2023-01-05 21:45 | 0.0458 | 0.0492
2023-01-05 22:00 | 0.0457 | 0.0494
2023-01-05 22:15 | 0.0459 | 0.0495
2023-01-05 22:30 | 0.0462 | 0.4431
2023-01-05 22:45 | 0.0457 | 2.7559
2023-01-05 23:00 | 0.0458 | 2.1642
2023-01-05 23:15 | 0.0462 | 0.0288
2023-01-05 23:30 | 0.0462 | 0.0498
2023-01-05 23:45 | 0.0463 | 0.0501
2023-01-06 | 0.0469 | 0.0499
2023-01-06 00:15 | 0.047 | 0.0501
2023-01-06 00:30 | 0.0473 | 0.0503
2023-01-06 00:45 | 0.0471 | 0.0883
2023-01-06 01:00 | 0.047 | 2.3852
2023-01-06 01:15 | 0.047 | 2.945
2023-01-06 01:30 | 0.0468 | 0.9404
2023-01-06 01:45 | 0.046 | 0.0416
2023-01-06 02:00 | 0.0459 | 0.0491
2023-01-06 02:15 | 0.0458 | 0.049
2023-01-06 02:30 | 0.0457 | 0.0491
2023-01-06 02:45 | 0.0458 | 0.523
2023-01-06 03:00 | 0.0455 | 2.7777
2023-01-06 03:15 | 0.0454 | 2.6442
2023-01-06 03:30 | 0.0455 | 0.0241
2023-01-06 03:45 | 0.0456 | 0.0494
2023-01-06 04:00 | 0.0454 | 0.049
2023-01-06 04:15 | 0.0453 | 0.0489
2023-01-06 04:30 | 0.0453 | 0.049
2023-01-06 04:45 | 0.0453 | 1.8528
2023-01-06 05:00 | 0.0452 | 2.7863
2023-01-06 05:15 | 0.0455 | 1.4881
2023-01-06 05:30 | 0.0454 | 0.0371
2023-01-06 05:45 | 0.0448 | 0.0485
2023-01-06 06:00 | 0.0454 | 0.0488
2023-01-06 06:15 | 0.0452 | 0.0489
2023-01-06 06:30 | 2.0371 | 0.0483
2023-01-06 06:45 | 2.1717 | 0.1385
2023-01-06 07:00 | 2.0503 | 2.5305
2023-01-06 07:15 | 1.87 | 2.8892
2023-01-06 07:30 | 2.044 | 0.3748
2023-01-06 07:45 | 2.2312 | 0.0485
2023-01-06 08:00 | 0.8462 | 0.0482
2023-01-06 08:15 | 2.7761 | 0.0481
2023-01-06 08:30 | 2.0547 | 0.0482
2023-01-06 08:45 | 1.9586 | 0.0484
2023-01-06 09:00 | 1.6712 | 0.0487
2023-01-06 09:15 | 1.9036 | 0.0487
2023-01-06 09:30 | 2.0539 | 0.2173
2023-01-06 09:45 | 1.4079 | 2.6261
2023-01-06 10:00 | 1.3283 | 2.8981
2023-01-06 10:15 | 2.6861 | 1.1374
2023-01-06 10:30 | 1.9135 | 0.0417
2023-01-06 10:45 | 1.6579 | 0.0485
2023-01-06 11:00 | 1.5736 | 0.0484
2023-01-06 11:15 | 0.7859 | 0.0482
2023-01-06 11:30 | 0.0429 | 0.048
2023-01-06 11:45 | 0.0436 | 0.0482
2023-01-06 12:00 | 0.0441 | 0.0483
2023-01-06 12:15 | 0.0445 | 0.0483
2023-01-06 12:30 | 0.0437 | 1.7798
2023-01-06 12:45 | 0.0431 | 0.5887
2023-01-06 13:00 | 0.0433 | 2.6875
2023-01-06 13:15 | 0.0434 | 2.0879
2023-01-06 13:30 | 0.0445 | 0.0306
2023-01-06 13:45 | 0.0447 | 0.0483
2023-01-06 14:00 | 0.0448 | 0.0483
2023-01-06 14:15 | 0.0444 | 0.0487
2023-01-06 14:30 | 0.0433 | 0.0485
2023-01-06 14:45 | 0.0432 | 0.0479
2023-01-06 15:00 | 0.0436 | 0.048
2023-01-06 15:15 | 0.0445 | 0.0481
2023-01-06 15:30 | 0.0447 | 0.0481
2023-01-06 15:45 | 0.0444 | 1.1887
2023-01-06 16:00 | 0.0444 | 2.9252
2023-01-06 16:15 | 0.0453 | 1.1345
2023-01-06 16:30 | 0.0456 | 0.0413
2023-01-06 16:45 | 0.0453 | 0.0484
2023-01-06 17:00 | 0.0454 | 0.0482
2023-01-06 17:15 | 0.0449 | 0.0484
2023-01-06 17:30 | 0.0449 | 0.9594
2023-01-06 17:45 | 0.045 | 2.8066
2023-01-06 18:00 | 0.0452 | 1.2593
2023-01-06 18:15 | 0.045 | 0.0379
2023-01-06 18:30 | 0.0453 | 0.0487
2023-01-06 18:45 | 0.0451 | 0.0484
2023-01-06 19:00 | 0.0435 | 0.0482
2023-01-06 19:15 | 0.0436 | 0.048
2023-01-06 19:30 | 0.0436 | 0.0478
2023-01-06 19:45 | 0.0445 | 0.0479
2023-01-06 20:00 | 0.0449 | 0.902
2023-01-06 20:15 | 0.0445 | 2.8162
2023-01-06 20:30 | 0.0447 | 2.1101
2023-01-06 20:45 | 0.0451 | 0.028
2023-01-06 21:00 | 0.0451 | 0.0485
2023-01-06 21:15 | 0.0449 | 0.0485
2023-01-06 21:30 | 0.0453 | 0.0489
2023-01-06 21:45 | 0.0454 | 0.049
2023-01-06 22:00 | 0.0457 | 0.0491
2023-01-06 22:15 | 0.0459 | 0.0495
2023-01-06 22:30 | 0.0458 | 0.4152
2023-01-06 22:45 | 0.0458 | 2.6898
2023-01-06 23:00 | 0.0461 | 1.4389
2023-01-06 23:15 | 0.0462 | 0.0373
2023-01-06 23:30 | 0.0461 | 0.0497
2023-01-06 23:45 | 0.0462 | 0.0499
2023-01-07 | 0.0463 | 0.05
2023-01-07 00:15 | 0.0463 | 0.05
2023-01-07 00:30 | 0.0462 | 0.5834
2023-01-07 00:45 | 0.0462 | 2.7707
2023-01-07 01:00 | 0.0464 | 2.5538
2023-01-07 01:15 | 0.0466 | 0.0257
2023-01-07 01:30 | 0.0467 | 0.0504
2023-01-07 01:45 | 0.0467 | 0.0505
2023-01-07 02:00 | 0.0469 | 0.0506
2023-01-07 02:15 | 0.0467 | 0.0505
2023-01-07 02:30 | 0.0466 | 0.0505
2023-01-07 02:45 | 0.0464 | 1.0743
2023-01-07 03:00 | 0.0462 | 2.8652
2023-01-07 03:15 | 0.0463 | 2.1214
2023-01-07 03:30 | 0.0464 | 0.0301
2023-01-07 03:45 | 0.0464 | 0.0503
2023-01-07 04:00 | 0.0464 | 0.0503
2023-01-07 04:15 | 0.0464 | 0.0502
2023-01-07 04:30 | 0.0464 | 0.0502
2023-01-07 04:45 | 0.0463 | 0.0503
2023-01-07 05:00 | 0.0463 | 1.4921
2023-01-07 05:15 | 0.046 | 2.773
2023-01-07 05:30 | 0.0461 | 1.3444
2023-01-07 05:45 | 0.0456 | 0.0383
2023-01-07 06:00 | 0.046 | 0.05
2023-01-07 06:15 | 0.0461 | 0.0501
2023-01-07 06:30 | 1.9987 | 0.0498
2023-01-07 06:45 | 1.942 | 0.0495
2023-01-07 07:00 | 1.8673 | 0.0497
2023-01-07 07:15 | 1.9627 | 0.2649
2023-01-07 07:30 | 2.2716 | 2.543
2023-01-07 07:45 | 2.0558 | 2.7526
2023-01-07 08:00 | 0.6905 | 0.2341
2023-01-07 08:15 | 2.7068 | 0.0494
2023-01-07 08:30 | 2.1392 | 0.0491
2023-01-07 08:45 | 1.8419 | 0.0494
2023-01-07 09:00 | 1.615 | 0.0492
2023-01-07 09:15 | 1.7083 | 0.0496
2023-01-07 09:30 | 1.7037 | 0.0495
2023-01-07 09:45 | 1.5201 | 0.0491
2023-01-07 10:00 | 1.138 | 0.0493
2023-01-07 10:15 | 1.7426 | 0.0491
2023-01-07 10:30 | 1.0269 | 0.0492
2023-01-07 10:45 | 0.0401 | 1.0833
2023-01-07 11:00 | 0.0425 | 2.8224
2023-01-07 11:15 | 0.0421 | 2.6148
2023-01-07 11:30 | 0.0407 | 1.0887
2023-01-07 11:45 | 0.0408 | 1.2034
2023-01-07 12:00 | 0.041 | 2.4572
2023-01-07 12:15 | 0.0414 | 1.8981
2023-01-07 12:30 | 0.0423 | 1.8514
2023-01-07 12:45 | 0.0423 | 1.7533
2023-01-07 13:00 | 0.0422 | 1.7433
2023-01-07 13:15 | 0.0424 | 1.7425
2023-01-07 13:30 | 0.0417 | 1.6299
2023-01-07 13:45 | 0.0414 | 1.0407
2023-01-07 14:00 | 0.0413 | 2.2227
2023-01-07 14:15 | 0.0411 | 1.155
2023-01-07 14:30 | 0.0417 | 0.0352
2023-01-07 14:45 | 0.0408 | 0.0482
2023-01-07 15:00 | 0.0403 | 0.0481
2023-01-07 15:15 | 0.0413 | 0.0485
2023-01-07 15:30 | 0.041 | 0.0486
2023-01-07 15:45 | 0.0413 | 0.0486
2023-01-07 16:00 | 0.0415 | 0.0485
2023-01-07 16:15 | 0.0408 | 0.5919
2023-01-07 16:30 | 0.0411 | 2.4787
2023-01-07 16:45 | 0.0413 | 1.9896
2023-01-07 17:00 | 0.0395 | 1.8667
2023-01-07 17:15 | 0.0399 | 1.4273
2023-01-07 17:30 | 0.0405 | 0.0317
2023-01-07 17:45 | 0.0412 | 0.0483
2023-01-07 18:00 | 0.04 | 0.0483
2023-01-07 18:15 | 0.0399 | 0.0485
2023-01-07 18:30 | 0.0406 | 0.0488
2023-01-07 18:45 | 0.0407 | 0.0491
2023-01-07 19:00 | 0.041 | 0.0488
2023-01-07 19:15 | 0.0419 | 0.0488
2023-01-07 19:30 | 0.0426 | 0.0494
2023-01-07 19:45 | 0.0424 | 1.146
2023-01-07 20:00 | 0.0412 | 2.8839
2023-01-07 20:15 | 0.042 | 2.6755
2023-01-07 20:30 | 0.0426 | 2.4804
2023-01-07 20:45 | 0.0427 | 0.3774
2023-01-07 21:00 | 0.0429 | 0.0484
2023-01-07 21:15 | 0.0426 | 0.0491
2023-01-07 21:30 | 0.0426 | 0.0492
2023-01-07 21:45 | 0.0427 | 0.0496
2023-01-07 22:00 | 0.043 | 0.0499
2023-01-07 22:15 | 0.043 | 0.0499
2023-01-07 22:30 | 0.043 | 0.0499
2023-01-07 22:45 | 0.043 | 1.6601
2023-01-07 23:00 | 0.043 | 2.9362
2023-01-07 23:15 | 0.043 | 2.9422
2023-01-07 23:30 | 0.0431 | 2.618
2023-01-07 23:45 | 0.0433 | 0.0263
2023-01-08 | 0.043 | 0.0498
2023-01-08 00:15 | 0.0428 | 0.0497
2023-01-08 00:30 | 0.0429 | 0.0499
2023-01-08 00:45 | 0.0429 | 0.0499
2023-01-08 01:00 | 0.0432 | 0.0502
2023-01-08 01:15 | 0.0433 | 0.267
2023-01-08 01:30 | 0.043 | 2.627
2023-01-08 01:45 | 0.0431 | 1.9057
2023-01-08 02:00 | 0.0431 | 2.2207
2023-01-08 02:15 | 0.043 | 2.9133
2023-01-08 02:30 | 0.0432 | 1.7358
2023-01-08 02:45 | 0.0434 | 0.0371
2023-01-08 03:00 | 0.0433 | 0.0503
2023-01-08 03:15 | 0.0432 | 0.0503
2023-01-08 03:30 | 0.0431 | 0.0502
2023-01-08 03:45 | 0.0432 | 0.0502
2023-01-08 04:00 | 0.0432 | 0.0503
2023-01-08 04:15 | 0.043 | 1.5252
2023-01-08 04:30 | 0.0429 | 2.9066
2023-01-08 04:45 | 0.043 | 2.8648
2023-01-08 05:00 | 0.043 | 1.2119
2023-01-08 05:15 | 0.0428 | 2.9563
2023-01-08 05:30 | 0.043 | 0.8579
2023-01-08 05:45 | 0.0431 | 0.047
2023-01-08 06:00 | 0.043 | 0.05
2023-01-08 06:15 | 0.043 | 0.0502
2023-01-08 06:30 | 0.0428 | 0.0498
2023-01-08 06:45 | 0.0432 | 0.05
2023-01-08 07:00 | 0.0428 | 1.2244
2023-01-08 07:15 | 0.0424 | 2.8987
2023-01-08 07:30 | 0.0424 | 2.8669
2023-01-08 07:45 | 0.0426 | 1.2088
2023-01-08 08:00 | 0.0423 | 2.9287
2023-01-08 08:15 | 0.0425 | 1.8032
2023-01-08 08:30 | 0.0426 | 0.035
2023-01-08 08:45 | 0.0425 | 0.0493
2023-01-08 09:00 | 0.0426 | 0.0495
2023-01-08 09:15 | 0.043 | 0.0497
2023-01-08 09:30 | 0.0427 | 0.0498
2023-01-08 09:45 | 0.0425 | 0.0497
2023-01-08 10:00 | 0.0425 | 0.0495
2023-01-08 10:15 | 0.0424 | 0.0494
2023-01-08 10:30 | 0.0424 | 0.0494
2023-01-08 10:45 | 0.0426 | 0.2318
2023-01-08 11:00 | 0.0425 | 2.5306
2023-01-08 11:15 | 0.0425 | 2.8895
2023-01-08 11:30 | 0.0423 | 2.9321
2023-01-08 11:45 | 0.0425 | 2.6905
2023-01-08 12:00 | 0.0425 | 0.0246
2023-01-08 12:15 | 0.0424 | 0.0492
2023-01-08 12:30 | 0.0423 | 0.0492
2023-01-08 12:45 | 0.0423 | 0.0492
2023-01-08 13:00 | 0.0424 | 0.0493
2023-01-08 13:15 | 0.0425 | 0.0494
2023-01-08 13:30 | 0.0412 | 0.0488
2023-01-08 13:45 | 0.0404 | 0.0488
2023-01-08 14:00 | 0.0409 | 0.0483
2023-01-08 14:15 | 0.0416 | 0.3436
2023-01-08 14:30 | 0.0415 | 2.6993
2023-01-08 14:45 | 0.0417 | 2.6949
2023-01-08 15:00 | 0.0419 | 2.2652
2023-01-08 15:15 | 0.0419 | 0.7929
2023-01-08 15:30 | 0.0419 | 0.0419
2023-01-08 15:45 | 0.0417 | 0.0482
2023-01-08 16:00 | 0.0417 | 0.0484
2023-01-08 16:15 | 0.0417 | 0.0485
2023-01-08 16:30 | 0.0417 | 0.0485
2023-01-08 16:45 | 0.0395 | 0.0481
2023-01-08 17:00 | 0.0398 | 0.0481
2023-01-08 17:15 | 0.0397 | 0.3882
2023-01-08 17:30 | 0.0401 | 2.7449
2023-01-08 17:45 | 0.0407 | 2.963
2023-01-08 18:00 | 0.0404 | 2.9516
2023-01-08 18:15 | 0.0401 | 0.3441
2023-01-08 18:30 | 0.0401 | 0.0431
2023-01-08 18:45 | 0.0408 | 0.0483
2023-01-08 19:00 | 0.0413 | 0.0487
2023-01-08 19:15 | 0.0401 | 0.0485
2023-01-08 19:30 | 0.0406 | 0.0486
2023-01-08 19:45 | 0.041 | 0.0488
2023-01-08 20:00 | 0.0417 | 1.5
2023-01-08 20:15 | 0.0418 | 2.7998
2023-01-08 20:30 | 0.0418 | 2.8622
2023-01-08 20:45 | 0.042 | 1.2562
2023-01-08 21:00 | 0.0421 | 0.0412
2023-01-08 21:15 | 0.042 | 0.0489
2023-01-08 21:30 | 0.0421 | 0.049
2023-01-08 21:45 | 0.0423 | 0.0492
2023-01-08 22:00 | 0.0425 | 0.0495
2023-01-08 22:15 | 0.0426 | 0.0497
2023-01-08 22:30 | 0.0427 | 0.0962
2023-01-08 22:45 | 0.0426 | 2.3594
2023-01-08 23:00 | 0.0424 | 2.8912
2023-01-08 23:15 | 0.0428 | 2.8822
2023-01-08 23:30 | 0.0432 | 1.7577
2023-01-08 23:45 | 0.0428 | 2.3437
2023-01-09 | 0.0428 | 0.6875
2023-01-09 00:15 | 0.043 | 0.0486
2023-01-09 00:30 | 0.043 | 0.05
2023-01-09 00:45 | 0.0428 | 0.0499
2023-01-09 01:00 | 0.0427 | 0.0499
2023-01-09 01:15 | 0.0427 | 0.0499
2023-01-09 01:30 | 0.0428 | 0.05
2023-01-09 01:45 | 0.0426 | 1.4413
2023-01-09 02:00 | 0.0425 | 2.764
2023-01-09 02:15 | 0.0426 | 2.8255
2023-01-09 02:30 | 0.0427 | 1.3447
2023-01-09 02:45 | 0.0426 | 2.6529
2023-01-09 03:00 | 0.0426 | 1.6444
2023-01-09 03:15 | 0.0429 | 0.0381
2023-01-09 03:30 | 0.0428 | 0.05
2023-01-09 03:45 | 0.0426 | 0.0497
2023-01-09 04:00 | 0.0425 | 0.0497
2023-01-09 04:15 | 0.0426 | 0.0498
2023-01-09 04:30 | 0.0426 | 0.0497
2023-01-09 04:45 | 0.043 | 0.8322
2023-01-09 05:00 | 0.0428 | 2.7324
2023-01-09 05:15 | 0.0429 | 2.8721
2023-01-09 05:30 | 0.0428 | 2.8581
2023-01-09 05:45 | 0.0429 | 0.9144
2023-01-09 06:00 | 0.0427 | 2.6988
2023-01-09 06:15 | 0.043 | 0.512
2023-01-09 06:30 | 0.043 | 0.0498
2023-01-09 06:45 | 0.0431 | 0.0501
2023-01-09 07:00 | 0.0428 | 0.0498
2023-01-09 07:15 | 0.0427 | 0.0498
2023-01-09 07:30 | 0.0429 | 0.05
2023-01-09 07:45 | 0.0427 | 0.0499
2023-01-09 08:00 | 0.0428 | 0.0848
2023-01-09 08:15 | 0.0425 | 2.2784
2023-01-09 08:30 | 0.0427 | 2.7821
2023-01-09 08:45 | 0.0426 | 2.846
2023-01-09 09:00 | 0.0417 | 2.4348
2023-01-09 09:15 | 0.0406 | 0.0268
2023-01-09 09:30 | 0.0416 | 0.05
2023-01-09 09:45 | 0.0421 | 0.0503
2023-01-09 10:00 | 0.3106 | 0.0505
2023-01-09 10:15 | 2.0896 | 0.0502
2023-01-09 10:30 | 1.8774 | 0.0503
2023-01-09 10:45 | 1.7403 | 0.0501
2023-01-09 11:00 | 1.4963 | 0.05
2023-01-09 11:15 | 1.3971 | 0.05
2023-01-09 11:30 | 1.2759 | 0.0501
2023-01-09 11:45 | 1.3534 | 0.0498
2023-01-09 12:00 | 1.3643 | 1.2193
2023-01-09 12:15 | 1.1738 | 2.5518
2023-01-09 12:30 | 1.3092 | 2.0432
2023-01-09 12:45 | 1.385 | 1.8584
2023-01-09 13:00 | 1.3906 | 0.8799
2023-01-09 13:15 | 1.0148 | 0.0419
2023-01-09 13:30 | 1.5264 | 0.05
2023-01-09 13:45 | 1.4147 | 0.0497
2023-01-09 14:00 | 1.155 | 0.0498
2023-01-09 14:15 | 1.149 | 0.05
2023-01-09 14:30 | 1.3697 | 0.0499
2023-01-09 14:45 | 1.2796 | 0.0497
2023-01-09 15:00 | 0.3928 | 0.0496
2023-01-09 15:15 | 0.0455 | 0.0493
2023-01-09 15:30 | 0.0453 | 0.0493
2023-01-09 15:45 | 0.0456 | 0.0493
2023-01-09 16:00 | 0.0457 | 0.4552
2023-01-09 16:15 | 0.0451 | 2.5423
2023-01-09 16:30 | 0.0451 | 2.2696
2023-01-09 16:45 | 0.0453 | 2.0075
2023-01-09 17:00 | 0.0449 | 1.4326
2023-01-09 17:15 | 0.0449 | 0.0321
2023-01-09 17:30 | 0.0453 | 0.0482
2023-01-09 17:45 | 0.0451 | 0.0486
2023-01-09 18:00 | 0.0454 | 0.049
2023-01-09 18:15 | 0.0453 | 0.0489
2023-01-09 18:30 | 0.0453 | 0.0489
2023-01-09 18:45 | 0.0452 | 0.0489
2023-01-09 19:00 | 0.0454 | 0.0491
2023-01-09 19:15 | 0.0455 | 1.6861
2023-01-09 19:30 | 0.0454 | 2.8715
2023-01-09 19:45 | 0.0452 | 2.8393
2023-01-09 20:00 | 0.0453 | 2.3147
2023-01-09 20:15 | 0.0455 | 0.0277
2023-01-09 20:30 | 0.0458 | 0.0492
2023-01-09 20:45 | 0.0459 | 0.0494
2023-01-09 21:00 | 0.0459 | 0.0496
2023-01-09 21:15 | 0.0461 | 0.0497
2023-01-09 21:30 | 0.0459 | 0.0496
2023-01-09 21:45 | 0.0461 | 0.0499
2023-01-09 22:00 | 0.046 | 0.0497
2023-01-09 22:15 | 0.0457 | 1.7409
2023-01-09 22:30 | 0.0459 | 2.8931
2023-01-09 22:45 | 0.046 | 2.8921
2023-01-09 23:00 | 0.0464 | 0.7175
2023-01-09 23:15 | 0.0464 | 0.0476
2023-01-09 23:30 | 0.0464 | 0.0503
2023-01-09 23:45 | 0.0467 | 0.0505
2023-01-10 | 0.0468 | 0.0508
2023-01-10 00:15 | 0.0467 | 0.0507
2023-01-10 00:30 | 0.0467 | 1.1037
2023-01-10 00:45 | 0.0462 | 2.9099
2023-01-10 01:00 | 0.0462 | 2.8532
2023-01-10 01:15 | 0.0463 | 1.6744
2023-01-10 01:30 | 0.0461 | 2.2511
2023-01-10 01:45 | 0.046 | 2.0751
2023-01-10 02:00 | 0.0461 | 0.0319
2023-01-10 02:15 | 0.0462 | 0.0499
2023-01-10 02:30 | 0.0461 | 0.0497
2023-01-10 02:45 | 0.046 | 0.0498
2023-01-10 03:00 | 0.0461 | 0.0499
2023-01-10 03:15 | 0.0461 | 0.05
2023-01-10 03:30 | 0.0462 | 0.0501
2023-01-10 03:45 | 0.0461 | 0.5319
2023-01-10 04:00 | 0.0457 | 2.7059
2023-01-10 04:15 | 0.0455 | 2.7705
2023-01-10 04:30 | 0.0455 | 2.8848
2023-01-10 04:45 | 0.0461 | 0.5873
2023-01-10 05:00 | 0.046 | 0.0052
2023-01-10 05:15 | 0.046 | 0.0052
2023-01-10 05:30 | 0.046 | 0.0052
2023-01-10 05:45 | 0.046 | 0.0052
2023-01-10 06:00 | 0.046 | 0.0052
2023-01-10 06:15 | 0.046 | 0.0052
2023-01-10 06:30 | 0.046 | 0.0052
2023-01-10 06:45 | 0.046 | 0.0052
2023-01-10 07:00 | 0.046 | 0.0052
2023-01-10 07:15 | 0.046 | 0.0052
2023-01-10 07:30 | 0.046 | 0.0052
2023-01-10 07:45 | 2.1093 | 1.6581
2023-01-10 08:00 | 1.9201 | 2.77
2023-01-10 08:15 | 1.6907 | 2.6403
2023-01-10 08:30 | 1.4182 | 1.4597
2023-01-10 08:45 | 1.6304 | 2.0646
2023-01-10 09:00 | 1.5106 | 0.03
2023-01-10 09:15 | 1.4561 | 0.0493
2023-01-10 09:30 | 1.1717 | 0.049
2023-01-10 09:45 | 1.6769 | 0.0497
2023-01-10 10:00 | 1.6953 | 0.05
2023-01-10 10:15 | 1.4183 | 0.0504
2023-01-10 10:30 | 1.2346 | 0.0499
2023-01-10 10:45 | 1.3792 | 0.0502
2023-01-10 11:00 | 1.2728 | 0.0503
2023-01-10 11:15 | 1.305 | 0.0501
2023-01-10 11:30 | 1.3004 | 0.0501
2023-01-10 11:45 | 0.029 | 0.0504
2023-01-10 12:00 | 0.0459 | 0.0502
2023-01-10 12:15 | 0.0456 | 0.0499
2023-01-10 12:30 | 0.044 | 0.0497
2023-01-10 12:45 | 0.0446 | 0.0501
2023-01-10 13:00 | 0.045 | 0.0502
2023-01-10 13:15 | 0.0455 | 0.9429
2023-01-10 13:30 | 0.0455 | 2.4631
2023-01-10 13:45 | 0.045 | 1.8768
2023-01-10 14:00 | 0.0439 | 1.7716
2023-01-10 14:15 | 0.0446 | 0.5194
2023-01-10 14:30 | 0.0453 | 0.0476
2023-01-10 14:45 | 0.0453 | 0.0493
2023-01-10 15:00 | 0.0451 | 0.0491
2023-01-10 15:15 | 0.0452 | 0.0492
2023-01-10 15:30 | 0.0452 | 0.0491
2023-01-10 15:45 | 0.045 | 0.049
2023-01-10 16:00 | 0.045 | 0.0489
2023-01-10 16:15 | 0.0452 | 0.0493
2023-01-10 16:30 | 0.0452 | 0.0493
2023-01-10 16:45 | 0.0451 | 0.0489
2023-01-10 17:00 | 0.0452 | 0.049
2023-01-10 17:15 | 0.0449 | 0.0488
2023-01-10 17:30 | 0.0447 | 1.8814
2023-01-10 17:45 | 0.0451 | 2.837
2023-01-10 18:00 | 0.0444 | 2.8726
2023-01-10 18:15 | 0.0443 | 2.9217
2023-01-10 18:30 | 0.0445 | 0.2636
2023-01-10 18:45 | 0.0446 | 0.0483
2023-01-10 19:00 | 0.0448 | 0.0487
2023-01-10 19:15 | 0.045 | 0.0489
2023-01-10 19:30 | 0.0451 | 0.0491
2023-01-10 19:45 | 0.0452 | 0.0491
2023-01-10 20:00 | 0.0452 | 0.0491
2023-01-10 20:15 | 0.0451 | 0.049
2023-01-10 20:30 | 0.0451 | 0.049
2023-01-10 20:45 | 0.0447 | 0.0485
2023-01-10 21:00 | 0.0446 | 1.137
2023-01-10 21:15 | 0.0445 | 2.9121
2023-01-10 21:30 | 0.0449 | 2.8473
2023-01-10 21:45 | 0.0452 | 1.5718
2023-01-10 22:00 | 0.0454 | 2.9671
2023-01-10 22:15 | 0.0458 | 0.8317
2023-01-10 22:30 | 0.0459 | 0.0462
2023-01-10 22:45 | 0.0458 | 0.0498
2023-01-10 23:00 | 0.0461 | 0.0501
2023-01-10 23:15 | 0.0463 | 0.0503
2023-01-10 23:30 | 0.0461 | 0.0502
2023-01-10 23:45 | 0.046 | 0.05
2023-01-11 | 0.0458 | 0.2485
2023-01-11 00:15 | 0.0458 | 2.5667
2023-01-11 00:30 | 0.0458 | 2.8215
2023-01-11 00:45 | 0.0461 | 1.8974
2023-01-11 01:00 | 0.046 | 2.561
2023-01-11 01:15 | 0.0457 | 1.771
2023-01-11 01:30 | 0.046 | 0.0364
2023-01-11 01:45 | 0.0459 | 0.0501
2023-01-11 02:00 | 0.046 | 0.0501
2023-01-11 02:15 | 0.0459 | 0.0502
2023-01-11 02:30 | 0.046 | 0.0503
2023-01-11 02:45 | 0.046 | 0.0502
2023-01-11 03:00 | 0.0457 | 1.1438
2023-01-11 03:15 | 0.0457 | 1.4915
2023-01-11 03:30 | 0.0456 | 2.9194
2023-01-11 03:45 | 0.0456 | 2.8368
2023-01-11 04:00 | 0.0454 | 2.7784
2023-01-11 04:15 | 0.0454 | 1.3933
2023-01-11 04:30 | 0.0457 | 0.0413
2023-01-11 04:45 | 0.0459 | 0.05
2023-01-11 05:00 | 0.0457 | 0.0498
2023-01-11 05:15 | 0.0457 | 0.0499
2023-01-11 05:30 | 0.046 | 0.0503
2023-01-11 05:45 | 0.0459 | 0.0769
2023-01-11 06:00 | 0.0453 | 2.1938
2023-01-11 06:15 | 0.0452 | 2.7287
2023-01-11 06:30 | 1.8998 | 2.7566
2023-01-11 06:45 | 3.1195 | 2.7273
2023-01-11 07:00 | 2.7639 | 2.6721
2023-01-11 07:15 | 2.4856 | 0.0267
2023-01-11 07:30 | 2.1884 | 0.0492
2023-01-11 07:45 | 2.3536 | 0.049
2023-01-11 08:00 | 2.3222 | 0.0495
2023-01-11 08:15 | 1.6108 | 0.0496
2023-01-11 08:30 | 2.1666 | 0.0496
2023-01-11 08:45 | 2.5559 | 0.0501
2023-01-11 09:00 | 2.2182 | 0.0502
2023-01-11 09:15 | 1.8537 | 0.0496
2023-01-11 09:30 | 1.9326 | 0.0495
2023-01-11 09:45 | 1.9265 | 1.3773
2023-01-11 10:00 | 1.8013 | 2.5969
2023-01-11 10:15 | 1.7963 | 2.5552
2023-01-11 10:30 | 0.3729 | 1.7828
2023-01-11 10:45 | 0.046 | 1.509
2023-01-11 11:00 | 0.0454 | 2.9521
2023-01-11 11:15 | 0.0457 | 0.1253
2023-01-11 11:30 | 0.0458 | 0.0495
2023-01-11 11:45 | 0.0463 | 0.0494
2023-01-11 12:00 | 0.0461 | 0.0495
2023-01-11 12:15 | 0.0458 | 0.0496
2023-01-11 12:30 | 0.046 | 0.0495
2023-01-11 12:45 | 0.0457 | 0.0494
2023-01-11 13:00 | 0.0456 | 1.0781
2023-01-11 13:15 | 0.0453 | 2.7225
2023-01-11 13:30 | 0.0449 | 2.6018
2023-01-11 13:45 | 0.0449 | 2.574
2023-01-11 14:00 | 0.0452 | 1.1322
2023-01-11 14:15 | 0.0455 | 0.0415
2023-01-11 14:30 | 0.0454 | 0.0491
2023-01-11 14:45 | 0.0453 | 0.0492
2023-01-11 15:00 | 0.0452 | 0.0491
2023-01-11 15:15 | 0.045 | 0.0489
2023-01-11 15:30 | 0.045 | 0.0489
2023-01-11 15:45 | 0.0452 | 0.049
2023-01-11 16:00 | 0.0452 | 0.0492
2023-01-11 16:15 | 0.0449 | 1.6109
2023-01-11 16:30 | 0.0448 | 2.7138
2023-01-11 16:45 | 0.0447 | 2.5416
2023-01-11 17:00 | 0.0445 | 2.5151
2023-01-11 17:15 | 0.0445 | 1.5494
2023-01-11 17:30 | 0.0445 | 0.0362
2023-01-11 17:45 | 0.0444 | 0.0481
2023-01-11 18:00 | 0.0447 | 0.0486
2023-01-11 18:15 | 0.0448 | 0.0486
2023-01-11 18:30 | 0.045 | 0.0488
2023-01-11 18:45 | 0.0448 | 0.0487
2023-01-11 19:00 | 0.0449 | 0.0489
2023-01-11 19:15 | 0.0449 | 0.4677
2023-01-11 19:30 | 0.0448 | 2.674
2023-01-11 19:45 | 0.0441 | 2.6463
2023-01-11 20:00 | 0.0442 | 1.5881
2023-01-11 20:15 | 0.0442 | 1.7198
2023-01-11 20:30 | 0.0442 | 2.7105
2023-01-11 20:45 | 0.0445 | 0.6681
2023-01-11 21:00 | 0.0447 | 0.0476
2023-01-11 21:15 | 0.045 | 0.049
2023-01-11 21:30 | 0.045 | 0.0489
2023-01-11 21:45 | 0.0449 | 0.049
2023-01-11 22:00 | 0.0451 | 0.0493
2023-01-11 22:15 | 0.0453 | 0.0496
2023-01-11 22:30 | 0.0455 | 0.0496
2023-01-11 22:45 | 0.0454 | 1.0784
2023-01-11 23:00 | 0.0454 | 2.6846
2023-01-11 23:15 | 0.0452 | 2.5272
2023-01-11 23:30 | 0.0456 | 1.3299
2023-01-11 23:45 | 0.0456 | 1.9878
2023-01-12 | 0.0458 | 2.923
2023-01-12 00:15 | 0.046 | 0.5438
2023-01-12 00:30 | 0.0461 | 0.0501
2023-01-12 00:45 | 0.0462 | 0.0504
2023-01-12 01:00 | 0.0463 | 0.0507
2023-01-12 01:15 | 0.0462 | 0.0506
2023-01-12 01:30 | 0.0458 | 0.0503
2023-01-12 01:45 | 0.0459 | 0.0503
2023-01-12 02:00 | 0.0459 | 0.0674
2023-01-12 02:15 | 0.0457 | 2.2129
2023-01-12 02:30 | 0.0458 | 2.6903
2023-01-12 02:45 | 0.0456 | 2.1755
2023-01-12 03:00 | 0.0458 | 0.8796
2023-01-12 03:15 | 0.0455 | 2.8563
2023-01-12 03:30 | 0.0455 | 2.589
2023-01-12 03:45 | 0.0456 | 0.0256
2023-01-12 04:00 | 0.0456 | 0.0498
2023-01-12 04:15 | 0.0456 | 0.0498
2023-01-12 04:30 | 0.0459 | 0.0502
2023-01-12 04:45 | 0.0458 | 0.0501
2023-01-12 05:00 | 0.0457 | 0.05
2023-01-12 05:15 | 0.0456 | 0.0501
2023-01-12 05:30 | 0.0455 | 1.0466
2023-01-12 05:45 | 0.0455 | 2.66
2023-01-12 06:00 | 0.0453 | 2.5143
2023-01-12 06:15 | 0.0454 | 2.0024
2023-01-12 06:30 | 2.0543 | 0.7327
2023-01-12 06:45 | 2.3981 | 2.5786
2023-01-12 07:00 | 2.2872 | 2.5089
2023-01-12 07:15 | 2.0247 | 0.0255
2023-01-12 07:30 | 2.1139 | 0.0488
2023-01-12 07:45 | 2.2246 | 0.0488
2023-01-12 08:00 | 0.9083 | 0.0494
2023-01-12 08:15 | 2.8349 | 0.0493
2023-01-12 08:30 | 2.2469 | 0.0493
2023-01-12 08:45 | 2.006 | 0.0493
2023-01-12 09:00 | 1.8506 | 0.0494
2023-01-12 09:15 | 1.6923 | 0.0493
2023-01-12 09:30 | 1.7782 | 1.4743
2023-01-12 09:45 | 1.6883 | 2.6707
2023-01-12 10:00 | 1.3972 | 2.5075
2023-01-12 10:15 | 1.1434 | 0.7441
2023-01-12 10:30 | 2.6408 | 2.5014
2023-01-12 10:45 | 2.0496 | 2.7418
2023-01-12 11:00 | 1.8361 | 0.8942
2023-01-12 11:15 | 1.6079 | 0.0441
2023-01-12 11:30 | 1.6853 | 0.0493
2023-01-12 11:45 | 1.7168 | 0.0493
2023-01-12 12:00 | 1.7863 | 0.0493
2023-01-12 12:15 | 1.0255 | 0.0491
2023-01-12 12:30 | 1.8033 | 0.0492
2023-01-12 12:45 | 2.1491 | 0.0493
2023-01-12 13:00 | 1.5249 | 0.0493
2023-01-12 13:15 | 0.0342 | 0.8162
2023-01-12 13:30 | 0.0448 | 2.6943
2023-01-12 13:45 | 0.0452 | 2.5854
2023-01-12 14:00 | 0.0454 | 1.3419
2023-01-12 14:15 | 0.0455 | 2.924
2023-01-12 14:30 | 0.0455 | 0.5591
2023-01-12 14:45 | 0.0457 | 0.0454
2023-01-12 15:00 | 0.0456 | 0.0494
2023-01-12 15:15 | 0.0453 | 0.0492
2023-01-12 15:30 | 0.0453 | 0.0489
2023-01-12 15:45 | 0.0452 | 0.0489
2023-01-12 16:00 | 0.0451 | 0.0489
2023-01-12 16:15 | 0.0451 | 0.049
2023-01-12 16:30 | 0.0452 | 0.0489
2023-01-12 16:45 | 0.0451 | 0.0485
2023-01-12 17:00 | 0.0444 | 1.7916
2023-01-12 17:15 | 0.044 | 2.4841
2023-01-12 17:30 | 0.044 | 2.0776
2023-01-12 17:45 | 0.0441 | 1.963
2023-01-12 18:00 | 0.0445 | 0.1248
2023-01-12 18:15 | 0.0446 | 0.0484
2023-01-12 18:30 | 0.0447 | 0.0484
2023-01-12 18:45 | 0.0445 | 0.0484
2023-01-12 19:00 | 0.0444 | 0.0481
2023-01-12 19:15 | 0.0434 | 0.0483
2023-01-12 19:30 | 0.0426 | 0.0482
2023-01-12 19:45 | 0.043 | 0.0484
2023-01-12 20:00 | 0.0436 | 0.0484
2023-01-12 20:15 | 0.0439 | 0.0482
2023-01-12 20:30 | 0.0449 | 0.0489
2023-01-12 20:45 | 0.0451 | 0.4138
2023-01-12 21:00 | 0.0452 | 2.1551
2023-01-12 21:15 | 0.0452 | 1.7602
2023-01-12 21:30 | 0.0453 | 1.5288
2023-01-12 21:45 | 0.0453 | 1.5175
2023-01-12 22:00 | 0.0456 | 0.5624
2023-01-12 22:15 | 0.0456 | 0.0477
2023-01-12 22:30 | 0.0456 | 0.0496
2023-01-12 22:45 | 0.0452 | 0.0501
2023-01-12 23:00 | 0.0451 | 0.0498
2023-01-12 23:15 | 0.046 | 0.0501
2023-01-12 23:30 | 0.0461 | 0.0502
2023-01-12 23:45 | 0.046 | 0.0501
2023-01-13 | 0.0458 | 0.0501
2023-01-13 00:15 | 0.046 | 0.0502
2023-01-13 00:30 | 0.046 | 0.0503
2023-01-13 00:45 | 0.0462 | 0.0505
2023-01-13 01:00 | 0.0463 | 0.1106
2023-01-13 01:15 | 0.0459 | 1.2793
2023-01-13 01:30 | 0.0456 | 1.1611
2023-01-13 01:45 | 0.0457 | 1.0345
2023-01-13 02:00 | 0.0455 | 1.0336
2023-01-13 02:15 | 0.0456 | 1.037
2023-01-13 02:30 | 0.0457 | 0.6161
2023-01-13 02:45 | 0.0458 | 0.0426
2023-01-13 03:00 | 0.0457 | 0.05
2023-01-13 03:15 | 0.0457 | 0.0499
2023-01-13 03:30 | 0.0457 | 0.05
2023-01-13 03:45 | 0.0456 | 0.0499
2023-01-13 04:00 | 0.0455 | 0.0499
2023-01-13 04:15 | 0.0455 | 0.0499
2023-01-13 04:30 | 0.0455 | 0.0497
2023-01-13 04:45 | 0.0454 | 0.0497
2023-01-13 05:00 | 0.0456 | 0.05
2023-01-13 05:15 | 0.0457 | 0.05
2023-01-13 05:30 | 0.0456 | 0.0499
2023-01-13 05:45 | 0.0454 | 0.0498
2023-01-13 06:00 | 0.0455 | 0.0498
2023-01-13 06:15 | 0.046 | 0.0501
2023-01-13 06:30 | 0.0457 | 0.0499
2023-01-13 06:45 | 0.0455 | 0.0499
2023-01-13 07:00 | 0.0451 | 0.0493
2023-01-13 07:15 | 0.0452 | 0.707
2023-01-13 07:30 | 0.0453 | 1.321
2023-01-13 07:45 | 0.0451 | 1.2344
2023-01-13 08:00 | 0.0452 | 1.18
2023-01-13 08:15 | 0.0455 | 0.9163
2023-01-13 08:30 | 0.0452 | 1.1334
2023-01-13 08:45 | 0.0453 | 0.3639
2023-01-13 09:00 | 0.0455 | 0.0473
2023-01-13 09:15 | 0.0455 | 0.0497
2023-01-13 09:30 | 0.0455 | 0.0497
2023-01-13 09:45 | 0.0456 | 0.0499
2023-01-13 10:00 | 0.0454 | 0.0498
2023-01-13 10:15 | 0.0452 | 0.0495
2023-01-13 10:30 | 0.0451 | 0.0494
2023-01-13 10:45 | 0.0454 | 0.0496
2023-01-13 11:00 | 0.0457 | 0.05
2023-01-13 11:15 | 0.0457 | 0.05
2023-01-13 11:30 | 0.0457 | 0.0499
2023-01-13 11:45 | 0.0456 | 0.0498
2023-01-13 12:00 | 0.0457 | 0.05
2023-01-13 12:15 | 0.0456 | 0.0499
2023-01-13 12:30 | 0.0456 | 0.0499
2023-01-13 12:45 | 0.0453 | 0.0496
2023-01-13 13:00 | 0.0456 | 0.0499
2023-01-13 13:15 | 0.0454 | 0.0497
2023-01-13 13:30 | 0.0455 | 0.0497
2023-01-13 13:45 | 0.0457 | 0.05
2023-01-13 14:00 | 0.0457 | 0.05
2023-01-13 14:15 | 0.0456 | 0.0499
2023-01-13 14:30 | 0.0456 | 0.0499
2023-01-13 14:45 | 0.0456 | 0.0499
2023-01-13 15:00 | 0.0458 | 0.0501
2023-01-13 15:15 | 0.0456 | 0.05
2023-01-13 15:30 | 0.0455 | 0.0705
2023-01-13 15:45 | 0.0457 | 1.2989
2023-01-13 16:00 | 0.0456 | 1.3495
2023-01-13 16:15 | 0.0454 | 1.3061
2023-01-13 16:30 | 0.045 | 1.3084
2023-01-13 16:45 | 0.045 | 1.1145
2023-01-13 17:00 | 0.0451 | 0.0281
2023-01-13 17:15 | 0.045 | 0.0491
2023-01-13 17:30 | 0.0448 | 0.049
2023-01-13 17:45 | 0.0448 | 0.0489
2023-01-13 18:00 | 0.0449 | 0.0488
2023-01-13 18:15 | 0.0451 | 0.0492
2023-01-13 18:30 | 0.0451 | 0.0492
2023-01-13 18:45 | 0.0449 | 0.049
2023-01-13 19:00 | 0.0448 | 0.0489
2023-01-13 19:15 | 0.0449 | 0.0491
2023-01-13 19:30 | 0.0449 | 0.0491
2023-01-13 19:45 | 0.045 | 0.0491
2023-01-13 20:00 | 0.045 | 0.0491
2023-01-13 20:15 | 0.0452 | 0.0494
2023-01-13 20:30 | 0.045 | 0.0493
2023-01-13 20:45 | 0.0447 | 0.0489
2023-01-13 21:00 | 0.0446 | 0.0488
2023-01-13 21:15 | 0.0449 | 0.4888
2023-01-13 21:30 | 0.045 | 2.1447
2023-01-13 21:45 | 0.0452 | 1.7161
2023-01-13 22:00 | 0.0454 | 1.6332
2023-01-13 22:15 | 0.0454 | 1.1341
2023-01-13 22:30 | 0.0455 | 0.0354
2023-01-13 22:45 | 0.0457 | 0.05
2023-01-13 23:00 | 0.0459 | 0.05
2023-01-13 23:15 | 0.0458 | 0.05
2023-01-13 23:30 | 0.0461 | 0.0504
2023-01-13 23:45 | 0.0463 | 0.0505
2023-01-14 | 0.0461 | 0.0504
2023-01-14 00:15 | 0.0461 | 0.0504
2023-01-14 00:30 | 0.0462 | 0.0506
2023-01-14 00:45 | 0.0464 | 0.0508
2023-01-14 01:00 | 0.0463 | 0.0508
2023-01-14 01:15 | 0.0464 | 0.0508
2023-01-14 01:30 | 0.0465 | 0.051
2023-01-14 01:45 | 0.046 | 0.8251
2023-01-14 02:00 | 0.0455 | 2.7407
2023-01-14 02:15 | 0.0455 | 2.597
2023-01-14 02:30 | 0.0456 | 1.3442
2023-01-14 02:45 | 0.0454 | 2.9565
2023-01-14 03:00 | 0.0458 | 0.2814
2023-01-14 03:15 | 0.0458 | 0.0501
2023-01-14 03:30 | 0.0457 | 0.0501
2023-01-14 03:45 | 0.0458 | 0.0501
2023-01-14 04:00 | 0.0457 | 0.0499
2023-01-14 04:15 | 0.0457 | 0.0499
2023-01-14 04:30 | 0.0455 | 0.0498
2023-01-14 04:45 | 0.0456 | 0.0499
2023-01-14 05:00 | 0.0455 | 0.0498
2023-01-14 05:15 | 0.0459 | 0.0502
2023-01-14 05:30 | 0.046 | 0.0504
2023-01-14 05:45 | 0.0459 | 1.8415
2023-01-14 06:00 | 0.0458 | 2.7049
2023-01-14 06:15 | 0.0458 | 2.4569
2023-01-14 06:30 | 2.0908 | 1.3862
2023-01-14 06:45 | 2.1996 | 2.0887
2023-01-14 07:00 | 2.0511 | 0.0309
2023-01-14 07:15 | 1.8092 | 0.0499
2023-01-14 07:30 | 1.8358 | 0.0496
2023-01-14 07:45 | 1.9084 | 0.0494
2023-01-14 08:00 | 2.3158 | 0.0496
2023-01-14 08:15 | 1.0014 | 0.0495
2023-01-14 08:30 | 2.1334 | 0.0491
2023-01-14 08:45 | 2.2247 | 0.0491
2023-01-14 09:00 | 1.9297 | 0.0488
2023-01-14 09:15 | 1.7517 | 0.049
2023-01-14 09:30 | 1.6782 | 0.0493
2023-01-14 09:45 | 1.7148 | 2.0314
2023-01-14 10:00 | 0.8542 | 2.5712
2023-01-14 10:15 | 0.0445 | 2.4455
2023-01-14 10:30 | 0.0449 | 1.6786
2023-01-14 10:45 | 0.0452 | 0.0347
2023-01-14 11:00 | 0.0454 | 0.0494
2023-01-14 11:15 | 0.0454 | 0.0493
2023-01-14 11:30 | 0.0451 | 0.0492
2023-01-14 11:45 | 0.0448 | 0.0487
2023-01-14 12:00 | 0.0449 | 0.0488
2023-01-14 12:15 | 0.0452 | 0.0491
2023-01-14 12:30 | 0.0452 | 0.0491
2023-01-14 12:45 | 0.0454 | 0.0489
2023-01-14 13:00 | 0.0455 | 0.0492
2023-01-14 13:15 | 0.0454 | 0.0493
2023-01-14 13:30 | 0.0453 | 0.7445
2023-01-14 13:45 | 0.0452 | 1.2753
2023-01-14 14:00 | 0.0452 | 2.7464
2023-01-14 14:15 | 0.0451 | 2.8803
2023-01-14 14:30 | 0.045 | 2.2937
2023-01-14 14:45 | 0.0452 | 0.0269
2023-01-14 15:00 | 0.0454 | 0.0493
2023-01-14 15:15 | 0.0455 | 0.0494
2023-01-14 15:30 | 0.0455 | 0.0495
2023-01-14 15:45 | 0.0452 | 0.0491
2023-01-14 16:00 | 0.0453 | 0.0493
2023-01-14 16:15 | 0.0451 | 0.0492
2023-01-14 16:30 | 0.045 | 0.049
2023-01-14 16:45 | 0.0449 | 0.0489
2023-01-14 17:00 | 0.0446 | 0.0485
2023-01-14 17:15 | 0.0446 | 1.8551
2023-01-14 17:30 | 0.0448 | 2.5561
2023-01-14 17:45 | 0.0446 | 2.4143
2023-01-14 18:00 | 0.045 | 0.9924
2023-01-14 18:15 | 0.0447 | 2.7958
2023-01-14 18:30 | 0.0448 | 0.0222
2023-01-14 18:45 | 0.0448 | 0.0486
2023-01-14 19:00 | 0.045 | 0.0488
2023-01-14 19:15 | 0.0445 | 0.0484
2023-01-14 19:30 | 0.0445 | 0.0484
2023-01-14 19:45 | 0.0448 | 0.0488
2023-01-14 20:00 | 0.0449 | 0.0488
2023-01-14 20:15 | 0.045 | 0.049
2023-01-14 20:30 | 0.0452 | 1.9213
2023-01-14 20:45 | 0.0456 | 2.5721
2023-01-14 21:00 | 0.0454 | 2.4927
2023-01-14 21:15 | 0.0455 | 1.352
2023-01-14 21:30 | 0.0459 | 0.039
2023-01-14 21:45 | 0.0462 | 0.0498
2023-01-14 22:00 | 0.0454 | 0.0492
2023-01-14 22:15 | 0.0453 | 0.0487
2023-01-14 22:30 | 0.0455 | 0.0486
2023-01-14 22:45 | 0.0459 | 0.0499
2023-01-14 23:00 | 0.0458 | 0.1579
2023-01-14 23:15 | 0.0456 | 2.2947
2023-01-14 23:30 | 0.0457 | 2.5214
2023-01-14 23:45 | 0.0458 | 2.4595
2023-01-15 | 0.0459 | 0.9652
2023-01-15 00:15 | 0.046 | 0.0448
2023-01-15 00:30 | 0.0461 | 0.0502
2023-01-15 00:45 | 0.0463 | 0.0504
2023-01-15 01:00 | 0.0461 | 0.0503
2023-01-15 01:15 | 0.046 | 0.0501
2023-01-15 01:30 | 0.0462 | 0.0522
2023-01-15 01:45 | 0.0459 | 1.9925
2023-01-15 02:00 | 0.0458 | 2.5215
2023-01-15 02:15 | 0.0459 | 2.3993
2023-01-15 02:30 | 0.046 | 1.1414
2023-01-15 02:45 | 0.0459 | 1.4627
2023-01-15 03:00 | 0.0459 | 2.5828
2023-01-15 03:15 | 0.046 | 0.025
2023-01-15 03:30 | 0.046 | 0.0502
2023-01-15 03:45 | 0.0461 | 0.0503
2023-01-15 04:00 | 0.046 | 0.0502
2023-01-15 04:15 | 0.046 | 0.0502
2023-01-15 04:30 | 0.046 | 0.0502
2023-01-15 04:45 | 0.046 | 0.0502
2023-01-15 05:00 | 0.046 | 0.9489
2023-01-15 05:15 | 0.0459 | 2.5578
2023-01-15 05:30 | 0.046 | 2.5724
2023-01-15 05:45 | 0.046 | 1.3988
2023-01-15 06:00 | 0.0456 | 2.4905
2023-01-15 06:15 | 0.0456 | 0.025
2023-01-15 06:30 | 2.0864 | 0.0499
2023-01-15 06:45 | 2.1824 | 0.0499
2023-01-15 07:00 | 2.0861 | 0.0497
2023-01-15 07:15 | 1.7921 | 0.0496
2023-01-15 07:30 | 1.8327 | 0.0496
2023-01-15 07:45 | 1.7083 | 0.0495
2023-01-15 08:00 | 1.6602 | 0.0494
2023-01-15 08:15 | 1.8801 | 0.0492
2023-01-15 08:30 | 1.2984 | 0.4956
2023-01-15 08:45 | 2.02 | 2.5263
2023-01-15 09:00 | 1.8471 | 2.5345
2023-01-15 09:15 | 1.6378 | 2.5178
2023-01-15 09:30 | 1.6424 | 0.3997
2023-01-15 09:45 | 1.5314 | 0.0486
2023-01-15 10:00 | 1.6357 | 0.049
2023-01-15 10:15 | 1.702 | 0.0488
2023-01-15 10:30 | 1.0802 | 0.0488
2023-01-15 10:45 | 1.7956 | 0.0489
2023-01-15 11:00 | 1.8561 | 0.049
2023-01-15 11:15 | 1.2165 | 0.7697
2023-01-15 11:30 | 1.9829 | 2.5735
2023-01-15 11:45 | 1.8385 | 2.5337
2023-01-15 12:00 | 0.1515 | 2.3105
2023-01-15 12:15 | 0.0441 | 0.0237
2023-01-15 12:30 | 0.0445 | 0.0489
2023-01-15 12:45 | 0.045 | 0.0487
2023-01-15 13:00 | 0.0452 | 0.0489
2023-01-15 13:15 | 0.0451 | 0.0489
2023-01-15 13:30 | 0.0453 | 0.049
2023-01-15 13:45 | 0.0452 | 0.0489
2023-01-15 14:00 | 0.0451 | 0.5329
2023-01-15 14:15 | 0.0449 | 2.5296
2023-01-15 14:30 | 0.045 | 2.5314
2023-01-15 14:45 | 0.0452 | 2.0817
2023-01-15 15:00 | 0.0452 | 0.0273
2023-01-15 15:15 | 0.0453 | 0.0492
2023-01-15 15:30 | 0.0453 | 0.049
2023-01-15 15:45 | 0.0453 | 0.0489
2023-01-15 16:00 | 0.0453 | 0.049
2023-01-15 16:15 | 0.0453 | 0.0491
2023-01-15 16:30 | 0.045 | 0.9366
2023-01-15 16:45 | 0.0446 | 2.558
2023-01-15 17:00 | 0.0443 | 2.5203
2023-01-15 17:15 | 0.0443 | 1.7767
2023-01-15 17:30 | 0.0442 | 0.0304
2023-01-15 17:45 | 0.0444 | 0.0481
2023-01-15 18:00 | 0.0447 | 0.0483
2023-01-15 18:15 | 0.0448 | 0.0484
2023-01-15 18:30 | 0.0446 | 0.0483
2023-01-15 18:45 | 0.0446 | 0.0482
2023-01-15 19:00 | 0.0447 | 1.2555
2023-01-15 19:15 | 0.0448 | 2.5477
2023-01-15 19:30 | 0.0447 | 2.4673
2023-01-15 19:45 | 0.0448 | 2.3618
2023-01-15 20:00 | 0.0446 | 0.3977
2023-01-15 20:15 | 0.0447 | 0.0457
2023-01-15 20:30 | 0.0449 | 0.0486
2023-01-15 20:45 | 0.045 | 0.0487
2023-01-15 21:00 | 0.0454 | 0.0492
2023-01-15 21:15 | 0.0455 | 0.0495
2023-01-15 21:30 | 0.0451 | 1.5026
2023-01-15 21:45 | 0.0448 | 2.569
2023-01-15 22:00 | 0.0451 | 2.5031
2023-01-15 22:15 | 0.0453 | 2.1725
2023-01-15 22:30 | 0.0458 | 0.0271
2023-01-15 22:45 | 0.046 | 0.0498
2023-01-15 23:00 | 0.0462 | 0.0501
2023-01-15 23:15 | 0.0459 | 0.0498
2023-01-15 23:30 | 0.0457 | 0.0496
2023-01-15 23:45 | 0.0455 | 0.5404
2023-01-16 | 0.0456 | 2.4403
2023-01-16 00:15 | 0.0456 | 2.4712
2023-01-16 00:30 | 0.0458 | 2.3977
2023-01-16 00:45 | 0.0459 | 0.7871
2023-01-16 01:00 | 0.0457 | 1.7932
2023-01-16 01:15 | 0.0457 | 2.3244
2023-01-16 01:30 | 0.0459 | 0.0284
2023-01-16 01:45 | 0.046 | 0.0499
2023-01-16 02:00 | 0.0461 | 0.0502
2023-01-16 02:15 | 0.0461 | 0.0503
2023-01-16 02:30 | 0.0462 | 0.0503
2023-01-16 02:45 | 0.0461 | 0.4114
2023-01-16 03:00 | 0.046 | 2.4288
2023-01-16 03:15 | 0.0458 | 2.451
2023-01-16 03:30 | 0.0461 | 1.5438
2023-01-16 03:45 | 0.0459 | 1.8206
2023-01-16 04:00 | 0.0459 | 1.715
2023-01-16 04:15 | 0.0459 | 0.0356
2023-01-16 04:30 | 0.0456 | 0.0497
2023-01-16 04:45 | 0.0457 | 0.0497
2023-01-16 05:00 | 0.0456 | 0.0497
2023-01-16 05:15 | 0.0457 | 0.0498
2023-01-16 05:30 | 0.0456 | 1.898
2023-01-16 05:45 | 0.0456 | 2.5103
2023-01-16 06:00 | 0.0454 | 2.4394
2023-01-16 06:15 | 0.0452 | 1.7831
2023-01-16 06:30 | 2.0301 | 0.0329
2023-01-16 06:45 | 2.3287 | 0.0492
2023-01-16 07:00 | 2.1163 | 0.0492
2023-01-16 07:15 | 2.0359 | 0.0496
2023-01-16 07:30 | 2.07 | 0.7893
2023-01-16 07:45 | 2.0524 | 2.4219
2023-01-16 08:00 | 1.0234 | 2.4008
2023-01-16 08:15 | 2.7768 | 1.2163
2023-01-16 08:30 | 2.3545 | 0.9779
2023-01-16 08:45 | 2.0399 | 2.694
2023-01-16 09:00 | 1.801 | 2.2313
2023-01-16 09:15 | 1.7787 | 0.0277
2023-01-16 09:30 | 2.0856 | 0.0488
2023-01-16 09:45 | 2.039 | 0.0489
2023-01-16 10:00 | 0.5989 | 0.0491
2023-01-16 10:15 | 2.5639 | 0.0489
2023-01-16 10:30 | 2.1293 | 0.0484
2023-01-16 10:45 | 1.9537 | 0.0485
2023-01-16 11:00 | 1.7035 | 0.0483
2023-01-16 11:15 | 1.7136 | 0.0483
2023-01-16 11:30 | 1.6812 | 0.1616
2023-01-16 11:45 | 1.555 | 2.2931
2023-01-16 12:00 | 1.265 | 2.4921
2023-01-16 12:15 | 1.9981 | 1.8008
2023-01-16 12:30 | 2.1893 | 1.1418
2023-01-16 12:45 | 1.8647 | 2.7255
2023-01-16 13:00 | 1.3536 | 1.2103
2023-01-16 13:15 | 0.0326 | 0.0392
2023-01-16 13:30 | 0.0451 | 0.0488
2023-01-16 13:45 | 0.0448 | 0.0485
2023-01-16 14:00 | 0.045 | 0.0485
2023-01-16 14:15 | 0.0453 | 0.0491
2023-01-16 14:30 | 0.0449 | 0.0485
2023-01-16 14:45 | 0.0454 | 0.0487
2023-01-16 15:00 | 0.0455 | 0.0488
2023-01-16 15:15 | 0.0449 | 0.0488
2023-01-16 15:30 | 0.045 | 1.724
2023-01-16 15:45 | 0.0449 | 2.5334
2023-01-16 16:00 | 0.0447 | 2.3027
2023-01-16 16:15 | 0.0448 | 1.2385
2023-01-16 16:30 | 0.0448 | 2.5691
2023-01-16 16:45 | 0.0446 | 1.0728
2023-01-16 17:00 | 0.044 | 0.0397
2023-01-16 17:15 | 0.0425 | 0.0478
2023-01-16 17:30 | 0.0432 | 0.0481
2023-01-16 17:45 | 0.0436 | 0.0484
2023-01-16 18:00 | 0.044 | 0.0482
2023-01-16 18:15 | 0.043 | 0.0477
2023-01-16 18:30 | 0.0426 | 0.0478
2023-01-16 18:45 | 0.0431 | 0.0479
2023-01-16 19:00 | 0.0438 | 0.0484
2023-01-16 19:15 | 0.0445 | 1.607
2023-01-16 19:30 | 0.0444 | 2.5317
2023-01-16 19:45 | 0.0444 | 2.341
2023-01-16 20:00 | 0.0449 | 1.3148
2023-01-16 20:15 | 0.045 | 2.7967
2023-01-16 20:30 | 0.0449 | 1.0909
2023-01-16 20:45 | 0.0455 | 0.0394
2023-01-16 21:00 | 0.0437 | 0.0479
2023-01-16 21:15 | 0.0436 | 0.0482
2023-01-16 21:30 | 0.0446 | 0.0483
2023-01-16 21:45 | 0.0452 | 0.0483
2023-01-16 22:00 | 0.0453 | 0.0489
2023-01-16 22:15 | 0.0455 | 0.0662
2023-01-16 22:30 | 0.0455 | 2.0595
2023-01-16 22:45 | 0.0456 | 2.4942
2023-01-16 23:00 | 0.0458 | 1.971
2023-01-16 23:15 | 0.0459 | 1.6808
2023-01-16 23:30 | 0.0457 | 2.5627
2023-01-16 23:45 | 0.0459 | 0.216
2023-01-17 | 0.0459 | 0.0498
2023-01-17 00:15 | 0.0462 | 0.0502
2023-01-17 00:30 | 0.0463 | 0.0503
2023-01-17 00:45 | 0.0463 | 0.0502
2023-01-17 01:00 | 0.0462 | 0.0502
2023-01-17 01:15 | 0.0461 | 0.799
2023-01-17 01:30 | 0.046 | 2.4623
2023-01-17 01:45 | 0.0462 | 2.3615
2023-01-17 02:00 | 0.0462 | 1.1534
2023-01-17 02:15 | 0.0459 | 2.4154
2023-01-17 02:30 | 0.0459 | 2.1748
2023-01-17 02:45 | 0.0462 | 0.0256
2023-01-17 03:00 | 0.0462 | 0.0502
2023-01-17 03:15 | 0.0462 | 0.0502
2023-01-17 03:30 | 0.0461 | 0.0503
2023-01-17 03:45 | 0.0461 | 0.0501
2023-01-17 04:00 | 0.0461 | 0.0929
2023-01-17 04:15 | 0.0458 | 2.0012
2023-01-17 04:30 | 0.0457 | 2.4483
2023-01-17 04:45 | 0.0456 | 2.4041
2023-01-17 05:00 | 0.0456 | 0.8373
2023-01-17 05:15 | 0.0457 | 2.179
2023-01-17 05:30 | 0.0458 | 1.802
2023-01-17 05:45 | 0.0459 | 0.0306
2023-01-17 06:00 | 0.0459 | 0.0498
2023-01-17 06:15 | 0.0455 | 0.0495
2023-01-17 06:30 | 2.1145 | 0.0492
2023-01-17 06:45 | 2.3088 | 0.0495
2023-01-17 07:00 | 2.1864 | 0.682
2023-01-17 07:15 | 1.8564 | 2.535
2023-01-17 07:30 | 2.0332 | 2.434
2023-01-17 07:45 | 1.6392 | 1.9495
2023-01-17 08:00 | 1.804 | 1.2068
2023-01-17 08:15 | 1.9023 | 2.5996
2023-01-17 08:30 | 0.8881 | 0.0481
2023-01-17 08:45 | 2.6277 | 0.0494
2023-01-17 09:00 | 2.0503 | 0.0494
2023-01-17 09:15 | 1.7336 | 0.0497
2023-01-17 09:30 | 1.4418 | 0.0496
2023-01-17 09:45 | 1.398 | 0.0496
2023-01-17 10:00 | 1.2783 | 0.0496
2023-01-17 10:15 | 0.6654 | 0.0498
2023-01-17 10:30 | 0.0461 | 0.0501
2023-01-17 10:45 | 0.0463 | 0.0503
2023-01-17 11:00 | 0.0461 | 0.0502
2023-01-17 11:15 | 0.0459 | 0.05
2023-01-17 11:30 | 0.046 | 0.05
2023-01-17 11:45 | 0.046 | 0.578
2023-01-17 12:00 | 0.0459 | 2.0708
2023-01-17 12:15 | 0.0461 | 1.5369
2023-01-17 12:30 | 0.046 | 1.3962
2023-01-17 12:45 | 0.046 | 0.5521
2023-01-17 13:00 | 0.0461 | 0.0458
2023-01-17 13:15 | 0.046 | 0.05
2023-01-17 13:30 | 0.0461 | 0.05
2023-01-17 13:45 | 0.0458 | 0.0497
2023-01-17 14:00 | 0.0454 | 0.0493
2023-01-17 14:15 | 0.0455 | 0.0492
2023-01-17 14:30 | 0.0454 | 0.0492
2023-01-17 14:45 | 0.0456 | 0.0494
2023-01-17 15:00 | 0.0456 | 0.0495
2023-01-17 15:15 | 0.0454 | 0.0492
2023-01-17 15:30 | 0.0454 | 1.0813
2023-01-17 15:45 | 0.0449 | 1.4226
2023-01-17 16:00 | 0.045 | 1.4055
2023-01-17 16:15 | 0.0458 | 1.391
2023-01-17 16:30 | 0.0453 | 0.6099
2023-01-17 16:45 | 0.0449 | 0.0427
2023-01-17 17:00 | 0.0448 | 0.0483
2023-01-17 17:15 | 0.0447 | 0.0484
2023-01-17 17:30 | 0.0445 | 0.0482
2023-01-17 17:45 | 0.0441 | 0.0479
2023-01-17 18:00 | 0.0445 | 0.0482
2023-01-17 18:15 | 0.0446 | 0.0483
2023-01-17 18:30 | 0.045 | 0.0485
2023-01-17 18:45 | 0.0449 | 0.0485
2023-01-17 19:00 | 0.0449 | 0.3395
2023-01-17 19:15 | 0.0448 | 2.1802
2023-01-17 19:30 | 0.0445 | 1.934
2023-01-17 19:45 | 0.0448 | 1.8301
2023-01-17 20:00 | 0.0451 | 0.4319
2023-01-17 20:15 | 0.0453 | 0.0475
2023-01-17 20:30 | 0.0453 | 0.0493
2023-01-17 20:45 | 0.0451 | 0.0488
2023-01-17 21:00 | 0.0452 | 0.0491
2023-01-17 21:15 | 0.0453 | 0.0492
2023-01-17 21:30 | 0.0454 | 0.0494
2023-01-17 21:45 | 0.0453 | 0.0493
2023-01-17 22:00 | 0.0454 | 0.0494
2023-01-17 22:15 | 0.0455 | 0.0494
2023-01-17 22:30 | 0.0456 | 0.0497
2023-01-17 22:45 | 0.0457 | 0.954
2023-01-17 23:00 | 0.0458 | 2.2718
2023-01-17 23:15 | 0.0458 | 1.8047
2023-01-17 23:30 | 0.0458 | 1.6431
2023-01-17 23:45 | 0.0461 | 0.0251
2023-01-18 | 0.046 | 0.0502
2023-01-18 00:15 | 0.0462 | 0.0504
2023-01-18 00:30 | 0.046 | 0.0501
2023-01-18 00:45 | 0.0459 | 0.05
2023-01-18 01:00 | 0.0459 | 0.05
2023-01-18 01:15 | 0.0459 | 0.05
2023-01-18 01:30 | 0.0459 | 0.05
2023-01-18 01:45 | 0.0457 | 0.0499
2023-01-18 02:00 | 0.0455 | 1.8487
2023-01-18 02:15 | 0.0453 | 2.4769
2023-01-18 02:30 | 0.0455 | 2.1459
2023-01-18 02:45 | 0.0457 | 0.5332
2023-01-18 03:00 | 0.0457 | 0.0453
2023-01-18 03:15 | 0.0456 | 0.0498
2023-01-18 03:30 | 0.0455 | 0.0496
2023-01-18 03:45 | 0.0455 | 0.0496
2023-01-18 04:00 | 0.0455 | 0.0496
2023-01-18 04:15 | 0.0459 | 0.0501
2023-01-18 04:30 | 0.0459 | 0.0502
2023-01-18 04:45 | 0.046 | 0.5459
2023-01-18 05:00 | 0.0459 | 2.324
2023-01-18 05:15 | 0.0455 | 2.3461
2023-01-18 05:30 | 0.0454 | 1.9312
2023-01-18 05:45 | 0.0455 | 0.0223
2023-01-18 06:00 | 0.0453 | 0.0493
2023-01-18 06:15 | 0.0456 | 0.0495
2023-01-18 06:30 | 0.0454 | 0.0492
2023-01-18 06:45 | 0.0456 | 0.0496
2023-01-18 07:00 | 0.0456 | 0.0497
2023-01-18 07:15 | 0.0454 | 0.0496
2023-01-18 07:30 | 0.0454 | 0.0494
2023-01-18 07:45 | 0.0453 | 0.9447
2023-01-18 08:00 | 0.0454 | 1.265
2023-01-18 08:15 | 0.0453 | 2.1255
2023-01-18 08:30 | 0.0453 | 1.8621
2023-01-18 08:45 | 0.0456 | 0.6269
2023-01-18 09:00 | 0.2155 | 0.0442
2023-01-18 09:15 | 1.8463 | 0.0496
2023-01-18 09:30 | 1.7228 | 0.0498
2023-01-18 09:45 | 1.4166 | 0.05
2023-01-18 10:00 | 1.0362 | 0.0498
2023-01-18 10:15 | 1.0913 | 0.0496
2023-01-18 10:30 | 1.2804 | 0.0493
2023-01-18 10:45 | 1.2518 | 0.0493
2023-01-18 11:00 | 1.1349 | 0.0494
2023-01-18 11:15 | 1.1182 | 0.0491
2023-01-18 11:30 | 0.0754 | 0.0497
2023-01-18 11:45 | 0.0456 | 0.0514
2023-01-18 12:00 | 0.0454 | 0.4347
2023-01-18 12:15 | 0.0453 | 1.489
2023-01-18 12:30 | 0.0455 | 1.4131
2023-01-18 12:45 | 0.0457 | 1.3923
2023-01-18 13:00 | 0.0457 | 0.7891
2023-01-18 13:15 | 0.0456 | 0.0379
2023-01-18 13:30 | 0.0454 | 0.0495
2023-01-18 13:45 | 0.0452 | 0.0492
2023-01-18 14:00 | 0.0451 | 0.049
2023-01-18 14:15 | 0.045 | 0.0489
2023-01-18 14:30 | 0.0449 | 0.0489
2023-01-18 14:45 | 0.0453 | 0.0493
2023-01-18 15:00 | 0.0453 | 0.0493
2023-01-18 15:15 | 0.0455 | 0.0495
2023-01-18 15:30 | 0.0453 | 0.0493
2023-01-18 15:45 | 0.045 | 0.0489
2023-01-18 16:00 | 0.045 | 0.0491
2023-01-18 16:15 | 0.0453 | 0.0492
2023-01-18 16:30 | 0.0453 | 0.0492
2023-01-18 16:45 | 0.0451 | 1.2484
2023-01-18 17:00 | 0.0449 | 1.501
2023-01-18 17:15 | 0.0451 | 1.4561
2023-01-18 17:30 | 0.0448 | 1.3835
2023-01-18 17:45 | 0.0449 | 0.1797
2023-01-18 18:00 | 0.045 | 0.0488
2023-01-18 18:15 | 0.045 | 0.0489
2023-01-18 18:30 | 0.0451 | 0.0491
2023-01-18 18:45 | 0.045 | 0.049
2023-01-18 19:00 | 0.045 | 0.049
2023-01-18 19:15 | 0.0451 | 0.0491
2023-01-18 19:30 | 0.0452 | 0.0494
2023-01-18 19:45 | 0.0453 | 0.0494
2023-01-18 20:00 | 0.0454 | 0.0495
2023-01-18 20:15 | 0.0454 | 0.0494
2023-01-18 20:30 | 0.0454 | 0.0495
2023-01-18 20:45 | 0.0455 | 0.0495
2023-01-18 21:00 | 0.0454 | 0.0493
2023-01-18 21:15 | 0.0452 | 0.049
2023-01-18 21:30 | 0.0452 | 0.8596
2023-01-18 21:45 | 0.0449 | 2.3664
2023-01-18 22:00 | 0.045 | 1.9964
2023-01-18 22:15 | 0.0451 | 1.7347
2023-01-18 22:30 | 0.0455 | 0.0238
2023-01-18 22:45 | 0.0457 | 0.0496
2023-01-18 23:00 | 0.0457 | 0.0496
2023-01-18 23:15 | 0.046 | 0.0498
2023-01-18 23:30 | 0.0461 | 0.0499
2023-01-18 23:45 | 0.0461 | 0.0501
2023-01-19 | 0.0461 | 0.0503
2023-01-19 00:15 | 0.0458 | 0.05
2023-01-19 00:30 | 0.0461 | 0.0499
2023-01-19 00:45 | 0.0462 | 0.0505
2023-01-19 01:00 | 0.0462 | 1.5362
2023-01-19 01:15 | 0.0461 | 2.5768
2023-01-19 01:30 | 0.0456 | 2.453
2023-01-19 01:45 | 0.0457 | 1.3365
2023-01-19 02:00 | 0.0457 | 1.1448
2023-01-19 02:15 | 0.0458 | 0.0378
2023-01-19 02:30 | 0.0459 | 0.05
2023-01-19 02:45 | 0.046 | 0.0501
2023-01-19 03:00 | 0.0457 | 0.0499
2023-01-19 03:15 | 0.0458 | 0.0499
2023-01-19 03:30 | 0.0458 | 0.0501
2023-01-19 03:45 | 0.0458 | 0.05
2023-01-19 04:00 | 0.0457 | 0.245
2023-01-19 04:15 | 0.0455 | 2.2741
2023-01-19 04:30 | 0.0455 | 2.5009
2023-01-19 04:45 | 0.0452 | 2.2808
2023-01-19 05:00 | 0.0453 | 0.1848
2023-01-19 05:15 | 0.0455 | 0.049
2023-01-19 05:30 | 0.0454 | 0.0494
2023-01-19 05:45 | 0.0453 | 0.0493
2023-01-19 06:00 | 0.0452 | 0.0493
2023-01-19 06:15 | 0.0453 | 0.0494
2023-01-19 06:30 | 1.8983 | 0.0493
2023-01-19 06:45 | 2.0427 | 0.0979
2023-01-19 07:00 | 1.8903 | 2.1764
2023-01-19 07:15 | 1.6938 | 2.2286
2023-01-19 07:30 | 1.7027 | 1.8575
2023-01-19 07:45 | 1.879 | 2.8065
2023-01-19 08:00 | 1.6029 | 0.0196
2023-01-19 08:15 | 1.5072 | 0.0491
2023-01-19 08:30 | 1.425 | 0.0491
2023-01-19 08:45 | 1.7876 | 0.049
2023-01-19 09:00 | 1.6122 | 0.049
2023-01-19 09:15 | 1.3937 | 0.0492
2023-01-19 09:30 | 1.3305 | 0.0497
2023-01-19 09:45 | 0.1403 | 0.0496
2023-01-19 10:00 | 0.0455 | 0.0497
2023-01-19 10:15 | 0.0456 | 0.0495
2023-01-19 10:30 | 0.0454 | 0.0495
2023-01-19 10:45 | 0.0454 | 0.0494
2023-01-19 11:00 | 0.0453 | 1.7069
2023-01-19 11:15 | 0.0452 | 2.5315
2023-01-19 11:30 | 0.0454 | 2.3243
2023-01-19 11:45 | 0.0454 | 1.4819
2023-01-19 12:00 | 0.0446 | 0.8361
2023-01-19 12:15 | 0.0432 | 0.0402
2023-01-19 12:30 | 0.0432 | 0.0488
2023-01-19 12:45 | 0.0435 | 0.0487
2023-01-19 13:00 | 0.0443 | 0.0493
2023-01-19 13:15 | 0.0452 | 0.0497
2023-01-19 13:30 | 0.0442 | 0.0494
2023-01-19 13:45 | 0.0443 | 0.0493
2023-01-19 14:00 | 0.0443 | 0.0492
2023-01-19 14:15 | 0.0446 | 0.0491
2023-01-19 14:30 | 0.0448 | 0.049
2023-01-19 14:45 | 0.0452 | 0.9381
2023-01-19 15:00 | 0.0451 | 2.4817
2023-01-19 15:15 | 0.045 | 2.4544
2023-01-19 15:30 | 0.0453 | 1.3367
2023-01-19 15:45 | 0.0451 | 2.0121
2023-01-19 16:00 | 0.0452 | 0.0271
2023-01-19 16:15 | 0.0452 | 0.049
2023-01-19 16:30 | 0.0455 | 0.0494
2023-01-19 16:45 | 0.0453 | 0.0492
2023-01-19 17:00 | 0.0453 | 0.0493
2023-01-19 17:15 | 0.0451 | 0.049
2023-01-19 17:30 | 0.045 | 0.049
2023-01-19 17:45 | 0.0449 | 0.0489
2023-01-19 18:00 | 0.045 | 0.0489
2023-01-19 18:15 | 0.0449 | 0.0488
2023-01-19 18:30 | 0.0451 | 0.0489
2023-01-19 18:45 | 0.0452 | 0.0492
2023-01-19 19:00 | 0.0445 | 1.2758
2023-01-19 19:15 | 0.0444 | 2.548
2023-01-19 19:30 | 0.0444 | 2.4114
2023-01-19 19:45 | 0.0446 | 1.3658
2023-01-19 20:00 | 0.0443 | 2.48
2023-01-19 20:15 | 0.0446 | 0.0223
2023-01-19 20:30 | 0.0447 | 0.0486
2023-01-19 20:45 | 0.0443 | 0.0481
2023-01-19 21:00 | 0.0442 | 0.048
2023-01-19 21:15 | 0.0442 | 0.0481
2023-01-19 21:30 | 0.0445 | 0.0483
2023-01-19 21:45 | 0.0448 | 0.0484
2023-01-19 22:00 | 0.0449 | 0.0485
2023-01-19 22:15 | 0.0452 | 0.0488
2023-01-19 22:30 | 0.0452 | 0.0491
2023-01-19 22:45 | 0.045 | 1.6507
2023-01-19 23:00 | 0.045 | 2.5409
2023-01-19 23:15 | 0.0451 | 2.37
2023-01-19 23:30 | 0.0451 | 1.4597
2023-01-19 23:45 | 0.0454 | 1.5084
2023-01-20 | 0.0456 | 0.0343
2023-01-20 00:15 | 0.0456 | 0.0497
2023-01-20 00:30 | 0.0455 | 0.0495
2023-01-20 00:45 | 0.0456 | 0.0496
2023-01-20 01:00 | 0.0458 | 0.05
2023-01-20 01:15 | 0.0459 | 0.0501
2023-01-20 01:30 | 0.0458 | 0.0499
2023-01-20 01:45 | 0.0457 | 0.4452
2023-01-20 02:00 | 0.0456 | 2.4401
2023-01-20 02:15 | 0.0457 | 2.4245
2023-01-20 02:30 | 0.0457 | 1.4625
2023-01-20 02:45 | 0.0457 | 2.3488
2023-01-20 03:00 | 0.0458 | 0.4454
2023-01-20 03:15 | 0.0458 | 0.0482
2023-01-20 03:30 | 0.0458 | 0.0497
2023-01-20 03:45 | 0.0457 | 0.0498
2023-01-20 04:00 | 0.0459 | 0.05
2023-01-20 04:15 | 0.0457 | 0.0497
2023-01-20 04:30 | 0.0456 | 0.0497
2023-01-20 04:45 | 0.0456 | 0.6111
2023-01-20 05:00 | 0.0453 | 1.3458
2023-01-20 05:15 | 0.0452 | 2.8537
2023-01-20 05:30 | 0.0453 | 2.8202
2023-01-20 05:45 | 0.0452 | 1.9429
2023-01-20 06:00 | 0.0451 | 0.0547
2023-01-20 06:15 | 0.0451 | 0.0493
2023-01-20 06:30 | 1.8791 | 0.0486
2023-01-20 06:45 | 2.1088 | 0.0488
2023-01-20 07:00 | 2.0198 | 0.0486
2023-01-20 07:15 | 1.7531 | 0.0486
2023-01-20 07:30 | 1.8633 | 0.0491
2023-01-20 07:45 | 2.3161 | 0.0488
2023-01-20 08:00 | 1.2054 | 1.6844
2023-01-20 08:15 | 2.0292 | 2.4569
2023-01-20 08:30 | 2.2341 | 2.3109
2023-01-20 08:45 | 1.9776 | 1.2988
2023-01-20 09:00 | 1.723 | 2.8113
2023-01-20 09:15 | 1.6546 | 0.191
2023-01-20 09:30 | 1.7517 | 0.0488
2023-01-20 09:45 | 1.941 | 0.0485
2023-01-20 10:00 | 0.593 | 0.0485
2023-01-20 10:15 | 2.3831 | 0.0486
2023-01-20 10:30 | 1.9825 | 0.0487
2023-01-20 10:45 | 1.6931 | 0.0489
2023-01-20 11:00 | 1.5366 | 0.0486
2023-01-20 11:15 | 1.6265 | 0.0489
2023-01-20 11:30 | 0.4802 | 1.218
2023-01-20 11:45 | 0.0452 | 2.4165
2023-01-20 12:00 | 0.0451 | 2.4111
2023-01-20 12:15 | 0.0451 | 1.148
2023-01-20 12:30 | 0.0449 | 2.8166
2023-01-20 12:45 | 0.0452 | 0.4374
2023-01-20 13:00 | 0.0451 | 0.0946
2023-01-20 13:15 | 0.0452 | 0.0345
2023-01-20 13:30 | 0.0453 | 0.049
2023-01-20 13:45 | 0.0452 | 0.049
2023-01-20 14:00 | 0.0452 | 0.0491
2023-01-20 14:15 | 0.0452 | 0.049
2023-01-20 14:30 | 0.0453 | 0.049
2023-01-20 14:45 | 0.0452 | 0.0489
2023-01-20 15:00 | 0.0453 | 0.0491
2023-01-20 15:15 | 0.0451 | 0.0491
2023-01-20 15:30 | 0.0451 | 0.0491
2023-01-20 15:45 | 0.0452 | 0.0491
2023-01-20 16:00 | 0.0452 | 0.0491
2023-01-20 16:15 | 0.0452 | 0.0493
2023-01-20 16:30 | 0.0451 | 0.0489
2023-01-20 16:45 | 0.0451 | 0.049
2023-01-20 17:00 | 0.0448 | 0.0488
2023-01-20 17:15 | 0.0448 | 0.0486
2023-01-20 17:30 | 0.0447 | 0.0485
2023-01-20 17:45 | 0.0446 | 0.0484
2023-01-20 18:00 | 0.0444 | 0.0483
2023-01-20 18:15 | 0.0443 | 0.0482
2023-01-20 18:30 | 0.0445 | 0.0483
2023-01-20 18:45 | 0.0447 | 0.0483
2023-01-20 19:00 | 0.0448 | 0.0485
2023-01-20 19:15 | 0.0449 | 0.0487
2023-01-20 19:30 | 0.045 | 0.0489
2023-01-20 19:45 | 0.0451 | 0.049
2023-01-20 20:00 | 0.0451 | 0.0489
2023-01-20 20:15 | 0.0444 | 0.0484
2023-01-20 20:30 | 0.0444 | 0.0482
2023-01-20 20:45 | 0.0447 | 0.0486
2023-01-20 21:00 | 0.0448 | 0.0487
2023-01-20 21:15 | 0.0449 | 0.049
2023-01-20 21:30 | 0.0451 | 0.0491
2023-01-20 21:45 | 0.0449 | 0.0488
2023-01-20 22:00 | 0.045 | 0.049
2023-01-20 22:15 | 0.045 | 0.049
2023-01-20 22:30 | 0.0451 | 0.0491
2023-01-20 22:45 | 0.0454 | 0.0493
2023-01-20 23:00 | 0.0455 | 0.0497
2023-01-20 23:15 | 0.0456 | 0.0496
2023-01-20 23:30 | 0.0455 | 0.0496
2023-01-20 23:45 | 0.0456 | 0.0497
2023-01-21 | 0.0456 | 0.0498
2023-01-21 00:15 | 0.0456 | 0.0499
2023-01-21 00:30 | 0.0457 | 0.0498
2023-01-21 00:45 | 0.0459 | 0.05
2023-01-21 01:00 | 0.0458 | 0.0501
2023-01-21 01:15 | 0.0459 | 0.0502
2023-01-21 01:30 | 0.0461 | 0.0503
2023-01-21 01:45 | 0.0461 | 0.0502
2023-01-21 02:00 | 0.0461 | 0.0503
2023-01-21 02:15 | 0.046 | 0.0504
2023-01-21 02:30 | 0.046 | 0.0503
2023-01-21 02:45 | 0.046 | 0.0503
2023-01-21 03:00 | 0.0459 | 0.0502
2023-01-21 03:15 | 0.046 | 0.0503
2023-01-21 03:30 | 0.046 | 0.0504
2023-01-21 03:45 | 0.0461 | 0.0504
2023-01-21 04:00 | 0.046 | 0.0503
2023-01-21 04:15 | 0.0459 | 0.5468
2023-01-21 04:30 | 0.0458 | 2.3329
2023-01-21 04:45 | 0.0459 | 2.5089
2023-01-21 05:00 | 0.046 | 1.1787
2023-01-21 05:15 | 0.0461 | 0.042
2023-01-21 05:30 | 0.0457 | 0.0497
2023-01-21 05:45 | 0.0455 | 0.0496
2023-01-21 06:00 | 0.0456 | 0.0497
2023-01-21 06:15 | 0.0456 | 0.0498
2023-01-21 06:30 | 2.0538 | 0.0494
2023-01-21 06:45 | 2.2768 | 0.0493
2023-01-21 07:00 | 2.1803 | 0.0493
2023-01-21 07:15 | 1.8474 | 0.5697
2023-01-21 07:30 | 2.0068 | 2.3753
2023-01-21 07:45 | 2.0023 | 2.4782
2023-01-21 08:00 | 1.6835 | 1.4371
2023-01-21 08:15 | 1.3196 | 1.464
2023-01-21 08:30 | 2.6856 | 2.774
2023-01-21 08:45 | 2.0779 | 2.4191
2023-01-21 09:00 | 1.9841 | 1.4166
2023-01-21 09:15 | 1.6477 | 2.6955
2023-01-21 09:30 | 1.7537 | 2.6648
2023-01-21 09:45 | 1.8246 | 1.1442
2023-01-21 10:00 | 1.7993 | 2.5809
2023-01-21 10:15 | 0.9358 | 2.5163
2023-01-21 10:30 | 2.6781 | 1.42
2023-01-21 10:45 | 2.2879 | 2.2687
2023-01-21 11:00 | 2.0287 | 2.5387
2023-01-21 11:15 | 1.7142 | 1.9926
2023-01-21 11:30 | 1.5845 | 1.7347
2023-01-21 11:45 | 1.6492 | 2.0275
2023-01-21 12:00 | 0.7274 | 0.0294
2023-01-21 12:15 | 0.0423 | 0.0482
2023-01-21 12:30 | 0.0432 | 0.0482
2023-01-21 12:45 | 0.0437 | 0.0485
2023-01-21 13:00 | 0.044 | 0.0485
2023-01-21 13:15 | 0.0445 | 1.684
2023-01-21 13:30 | 0.0444 | 2.3985
2023-01-21 13:45 | 0.0433 | 2.3945
2023-01-21 14:00 | 0.0442 | 0.6256
2023-01-21 14:15 | 0.0445 | 0.0468
2023-01-21 14:30 | 0.0452 | 0.0491
2023-01-21 14:45 | 0.0451 | 0.0488
2023-01-21 15:00 | 0.045 | 0.0487
2023-01-21 15:15 | 0.0451 | 0.1055
2023-01-21 15:30 | 0.0449 | 2.0637
2023-01-21 15:45 | 0.0449 | 1.5906
2023-01-21 16:00 | 0.0447 | 0.0331
2023-01-21 16:15 | 0.0446 | 0.0483
2023-01-21 16:30 | 0.0445 | 0.048
2023-01-21 16:45 | 0.0444 | 0.048
2023-01-21 17:00 | 0.0446 | 0.0482
2023-01-21 17:15 | 0.0446 | 0.0484
2023-01-21 17:30 | 0.0447 | 0.0485
2023-01-21 17:45 | 0.0451 | 0.0489
2023-01-21 18:00 | 0.0451 | 0.049
2023-01-21 18:15 | 0.045 | 0.0488
2023-01-21 18:30 | 0.0449 | 0.0487
2023-01-21 18:45 | 0.0451 | 0.0488
2023-01-21 19:00 | 0.0451 | 0.049
2023-01-21 19:15 | 0.0451 | 0.0489
2023-01-21 19:30 | 0.0451 | 0.0489
2023-01-21 19:45 | 0.0452 | 0.0489
2023-01-21 20:00 | 0.0452 | 0.0491
2023-01-21 20:15 | 0.0453 | 0.0492
2023-01-21 20:30 | 0.0452 | 0.049
2023-01-21 20:45 | 0.0453 | 0.0491
2023-01-21 21:00 | 0.0452 | 0.049
2023-01-21 21:15 | 0.0452 | 0.0491
2023-01-21 21:30 | 0.0454 | 0.0492
2023-01-21 21:45 | 0.0454 | 0.0492
2023-01-21 22:00 | 0.0455 | 0.0495
2023-01-21 22:15 | 0.0456 | 0.0496
2023-01-21 22:30 | 0.0457 | 0.0497
2023-01-21 22:45 | 0.0458 | 0.0498
2023-01-21 23:00 | 0.046 | 0.0501
2023-01-21 23:15 | 0.0457 | 0.0497
2023-01-21 23:30 | 0.0452 | 0.0493
2023-01-21 23:45 | 0.0455 | 0.0495
2023-01-22 | 0.0454 | 0.0495
2023-01-22 00:15 | 0.0456 | 0.0496
2023-01-22 00:30 | 0.0458 | 0.0499
2023-01-22 00:45 | 0.0457 | 0.0497
2023-01-22 01:00 | 0.0455 | 1.2467
2023-01-22 01:15 | 0.0456 | 2.3289
2023-01-22 01:30 | 0.0457 | 2.4655
2023-01-22 01:45 | 0.0458 | 0.7779
2023-01-22 02:00 | 0.046 | 0.0478
2023-01-22 02:15 | 0.046 | 0.05
2023-01-22 02:30 | 0.046 | 0.0499
2023-01-22 02:45 | 0.0459 | 0.05
2023-01-22 03:00 | 0.046 | 0.0502
2023-01-22 03:15 | 0.046 | 0.0502
2023-01-22 03:30 | 0.0459 | 0.0501
2023-01-22 03:45 | 0.0457 | 0.0565
2023-01-22 04:00 | 0.0457 | 1.9504
2023-01-22 04:15 | 0.0458 | 1.1435
2023-01-22 04:30 | 0.0457 | 1.6618
2023-01-22 04:45 | 0.0456 | 2.7719
2023-01-22 05:00 | 0.0457 | 1.618
2023-01-22 05:15 | 0.0459 | 0.0361
2023-01-22 05:30 | 0.0457 | 0.0497
2023-01-22 05:45 | 0.0459 | 0.05
2023-01-22 06:00 | 0.0456 | 0.0496
2023-01-22 06:15 | 0.0456 | 0.0497
2023-01-22 06:30 | 2.1641 | 0.0494
2023-01-22 06:45 | 2.538 | 0.0496
2023-01-22 07:00 | 2.2414 | 0.0491
2023-01-22 07:15 | 2.0911 | 0.582
2023-01-22 07:30 | 1.7622 | 2.3607
2023-01-22 07:45 | 1.999 | 2.467
2023-01-22 08:00 | 2.0088 | 1.3371
2023-01-22 08:15 | 1.859 | 2.4139
2023-01-22 08:30 | 1.3122 | 2.6493
2023-01-22 08:45 | 2.46 | 2.0071
2023-01-22 09:00 | 2.1372 | 1.9155
2023-01-22 09:15 | 1.7935 | 2.6865
2023-01-22 09:30 | 1.8319 | 2.5439
2023-01-22 09:45 | 1.8169 | 1.4991
2023-01-22 10:00 | 1.7373 | 2.7164
2023-01-22 10:15 | 1.864 | 2.675
2023-01-22 10:30 | 1.1754 | 1.2325
2023-01-22 10:45 | 2.0454 | 2.5721
2023-01-22 11:00 | 2.0557 | 2.5416
2023-01-22 11:15 | 1.537 | 1.3608
2023-01-22 11:30 | 1.6525 | 2.456
2023-01-22 11:45 | 1.6988 | 0.9414
2023-01-22 12:00 | 1.6329 | 0.0422
2023-01-22 12:15 | 1.7031 | 0.0484
2023-01-22 12:30 | 1.6132 | 0.0484
2023-01-22 12:45 | 1.287 | 0.0484
2023-01-22 13:00 | 1.0997 | 0.0485
2023-01-22 13:15 | 0.0416 | 0.7865
2023-01-22 13:30 | 0.0447 | 2.3249
2023-01-22 13:45 | 0.0446 | 2.4211
2023-01-22 14:00 | 0.0451 | 1.3414
2023-01-22 14:15 | 0.0448 | 2.6012
2023-01-22 14:30 | 0.0448 | 0.0215
2023-01-22 14:45 | 0.0447 | 0.0484
2023-01-22 15:00 | 0.0448 | 0.0486
2023-01-22 15:15 | 0.0445 | 0.0481
2023-01-22 15:30 | 0.0445 | 0.0483
2023-01-22 15:45 | 0.0446 | 0.0482
2023-01-22 16:00 | 0.0444 | 0.0481
2023-01-22 16:15 | 0.0443 | 0.0479
2023-01-22 16:30 | 0.0442 | 0.0479
2023-01-22 16:45 | 0.0442 | 0.0478
2023-01-22 17:00 | 0.0442 | 0.0479
2023-01-22 17:15 | 0.0442 | 0.0479
2023-01-22 17:30 | 0.0443 | 0.048
2023-01-22 17:45 | 0.0442 | 0.0478
2023-01-22 18:00 | 0.0442 | 0.0479
2023-01-22 18:15 | 0.0442 | 0.0479
2023-01-22 18:30 | 0.0438 | 0.0475
2023-01-22 18:45 | 0.044 | 0.0478
2023-01-22 19:00 | 0.0445 | 0.0483
2023-01-22 19:15 | 0.0444 | 0.0483
2023-01-22 19:30 | 0.0445 | 0.0482
2023-01-22 19:45 | 0.0445 | 0.0482
2023-01-22 20:00 | 0.0446 | 0.0484
2023-01-22 20:15 | 0.0446 | 0.0484
2023-01-22 20:30 | 0.0449 | 0.0486
2023-01-22 20:45 | 0.045 | 0.0489
2023-01-22 21:00 | 0.0451 | 0.0491
2023-01-22 21:15 | 0.0453 | 0.0493
2023-01-22 21:30 | 0.0453 | 0.0494
2023-01-22 21:45 | 0.0454 | 0.0494
2023-01-22 22:00 | 0.045 | 0.049
2023-01-22 22:15 | 0.0449 | 0.0488
2023-01-22 22:30 | 0.0453 | 0.0493
2023-01-22 22:45 | 0.0456 | 0.0496
2023-01-22 23:00 | 0.0456 | 0.0496
2023-01-22 23:15 | 0.0453 | 0.0494
2023-01-22 23:30 | 0.0456 | 0.0497
2023-01-22 23:45 | 0.0456 | 0.0499
2023-01-23 | 0.0457 | 0.0498
2023-01-23 00:15 | 0.0458 | 0.0499
2023-01-23 00:30 | 0.0459 | 0.05
2023-01-23 00:45 | 0.0459 | 1.3819
2023-01-23 01:00 | 0.0458 | 2.3855
2023-01-23 01:15 | 0.0457 | 2.4679
2023-01-23 01:30 | 0.0457 | 0.4745
2023-01-23 01:45 | 0.0459 | 0.0447
2023-01-23 02:00 | 0.0459 | 0.0499
2023-01-23 02:15 | 0.046 | 0.0499
2023-01-23 02:30 | 0.046 | 0.05
2023-01-23 02:45 | 0.046 | 0.0502
2023-01-23 03:00 | 0.0459 | 0.05
2023-01-23 03:15 | 0.0459 | 0.0502
2023-01-23 03:30 | 0.0459 | 0.05
2023-01-23 03:45 | 0.0458 | 0.0589
2023-01-23 04:00 | 0.0456 | 1.7631
2023-01-23 04:15 | 0.0455 | 1.7317
2023-01-23 04:30 | 0.0455 | 2.7068
2023-01-23 04:45 | 0.0457 | 1.2608
2023-01-23 05:00 | 0.0457 | 0.0383
2023-01-23 05:15 | 0.0456 | 0.0497
2023-01-23 05:30 | 0.0455 | 0.0495
2023-01-23 05:45 | 0.0454 | 0.0495
2023-01-23 06:00 | 0.0453 | 0.0491
2023-01-23 06:15 | 0.0451 | 0.0491
2023-01-23 06:30 | 1.9419 | 0.0492
2023-01-23 06:45 | 2.0633 | 0.0491
2023-01-23 07:00 | 1.9822 | 0.049
2023-01-23 07:15 | 1.859 | 0.5865
2023-01-23 07:30 | 2.0148 | 2.3325
2023-01-23 07:45 | 1.9983 | 2.4738
2023-01-23 08:00 | 0.8318 | 1.3389
2023-01-23 08:15 | 2.7938 | 2.4324
2023-01-23 08:30 | 2.0683 | 2.6793
2023-01-23 08:45 | 1.8362 | 2.0169
2023-01-23 09:00 | 1.7154 | 1.7447
2023-01-23 09:15 | 2.0199 | 2.5193
2023-01-23 09:30 | 2.2249 | 2.5033
2023-01-23 09:45 | 0.8183 | 1.1744
2023-01-23 10:00 | 2.1317 | 2.5409
2023-01-23 10:15 | 2.1693 | 2.5401
2023-01-23 10:30 | 1.8639 | 1.164
2023-01-23 10:45 | 1.6154 | 2.5532
2023-01-23 11:00 | 1.5342 | 2.5445
2023-01-23 11:15 | 1.8207 | 1.6169
2023-01-23 11:30 | 1.6617 | 2.0897
2023-01-23 11:45 | 1.7275 | 2.5365
2023-01-23 12:00 | 0.8489 | 0.139
2023-01-23 12:15 | 2.8213 | 0.0486
2023-01-23 12:30 | 1.9361 | 0.0486
2023-01-23 12:45 | 1.6896 | 0.0486
2023-01-23 13:00 | 1.4973 | 0.0487
2023-01-23 13:15 | 1.7408 | 0.9527
2023-01-23 13:30 | 1.7128 | 2.2361
2023-01-23 13:45 | 1.929 | 2.3542
2023-01-23 14:00 | 0.8987 | 1.0262
2023-01-23 14:15 | 2.6133 | 1.8415
2023-01-23 14:30 | 1.4131 | 2.5159
2023-01-23 14:45 | 0.0394 | 1.3808
2023-01-23 15:00 | 0.0449 | 0.0368
2023-01-23 15:15 | 0.045 | 0.0486
2023-01-23 15:30 | 0.0449 | 0.0486
2023-01-23 15:45 | 0.0448 | 0.0484
2023-01-23 16:00 | 0.0446 | 0.0485
2023-01-23 16:15 | 0.0449 | 0.0487
2023-01-23 16:30 | 0.0448 | 0.0484
2023-01-23 16:45 | 0.0446 | 0.0483
2023-01-23 17:00 | 0.0445 | 0.0481
2023-01-23 17:15 | 0.0446 | 0.048
2023-01-23 17:30 | 0.0441 | 0.0476
2023-01-23 17:45 | 0.0441 | 0.0476
2023-01-23 18:00 | 0.0441 | 0.0478
2023-01-23 18:15 | 0.0442 | 0.0477
2023-01-23 18:30 | 0.0442 | 0.0478
2023-01-23 18:45 | 0.0442 | 0.0479
2023-01-23 19:00 | 0.0446 | 0.0483
2023-01-23 19:15 | 0.0448 | 0.0485
2023-01-23 19:30 | 0.0449 | 0.0487
2023-01-23 19:45 | 0.0449 | 0.0487
2023-01-23 20:00 | 0.0447 | 0.0485
2023-01-23 20:15 | 0.0445 | 0.0482
2023-01-23 20:30 | 0.0443 | 0.0481
2023-01-23 20:45 | 0.0444 | 0.0482
2023-01-23 21:00 | 0.0446 | 0.0485
2023-01-23 21:15 | 0.0447 | 0.0486
2023-01-23 21:30 | 0.0449 | 0.0489
2023-01-23 21:45 | 0.0448 | 0.0486
2023-01-23 22:00 | 0.045 | 0.0487
2023-01-23 22:15 | 0.0451 | 0.049
2023-01-23 22:30 | 0.0454 | 0.0494
2023-01-23 22:45 | 0.0455 | 0.0495
2023-01-23 23:00 | 0.0455 | 0.0496
2023-01-23 23:15 | 0.0457 | 0.0498
2023-01-23 23:30 | 0.046 | 0.05
2023-01-23 23:45 | 0.0461 | 0.0502
2023-01-24 | 0.0462 | 0.0503
2023-01-24 00:15 | 0.0459 | 0.05
2023-01-24 00:30 | 0.0458 | 0.05
2023-01-24 00:45 | 0.0458 | 0.0498
2023-01-24 01:00 | 0.0459 | 0.0499
2023-01-24 01:15 | 0.046 | 0.05
2023-01-24 01:30 | 0.046 | 0.0501
2023-01-24 01:45 | 0.0458 | 0.3022
2023-01-24 02:00 | 0.0458 | 1.7544
2023-01-24 02:15 | 0.0457 | 2.4738
2023-01-24 02:30 | 0.0459 | 1.7086
2023-01-24 02:45 | 0.0459 | 1.5512
2023-01-24 03:00 | 0.0459 | 1.0821
2023-01-24 03:15 | 0.046 | 0.0434
2023-01-24 03:30 | 0.0459 | 0.0499
2023-01-24 03:45 | 0.046 | 0.05
2023-01-24 04:00 | 0.0458 | 0.0497
2023-01-24 04:15 | 0.0457 | 0.0498
2023-01-24 04:30 | 0.0457 | 0.0496
2023-01-24 04:45 | 0.0456 | 0.0497
2023-01-24 05:00 | 0.0456 | 0.0498
2023-01-24 05:15 | 0.0456 | 0.1305
2023-01-24 05:30 | 0.0456 | 2.1409
2023-01-24 05:45 | 0.0459 | 2.4107
2023-01-24 06:00 | 0.0455 | 1.8378
2023-01-24 06:15 | 0.0454 | 1.2462
2023-01-24 06:30 | 2.2245 | 2.1411
2023-01-24 06:45 | 2.488 | 0.0299
2023-01-24 07:00 | 1.99 | 0.049
2023-01-24 07:15 | 1.9481 | 0.5844
2023-01-24 07:30 | 2.0875 | 2.327
2023-01-24 07:45 | 2.0471 | 2.3262
2023-01-24 08:00 | 1.8837 | 1.8027
2023-01-24 08:15 | 1.2947 | 1.1175
2023-01-24 08:30 | 2.7161 | 2.7978
2023-01-24 08:45 | 2.1284 | 2.655
2023-01-24 09:00 | 1.9452 | 1.1074
2023-01-24 09:15 | 1.6467 | 2.508
2023-01-24 09:30 | 1.647 | 2.4902
2023-01-24 09:45 | 1.6858 | 1.2946
2023-01-24 10:00 | 1.5521 | 2.564
2023-01-24 10:15 | 1.1725 | 2.6959
2023-01-24 10:30 | 2.1384 | 1.9329
2023-01-24 10:45 | 2.0116 | 1.9473
2023-01-24 11:00 | 1.4893 | 1.2077
2023-01-24 11:15 | 1.5357 | 0.0381
2023-01-24 11:30 | 1.5912 | 0.0489
2023-01-24 11:45 | 1.3618 | 0.0492
2023-01-24 12:00 | 0.1129 | 0.0491
2023-01-24 12:15 | 0.0451 | 0.0488
2023-01-24 12:30 | 0.0451 | 0.9716
2023-01-24 12:45 | 0.0453 | 2.373
2023-01-24 13:00 | 0.0453 | 2.3602
2023-01-24 13:15 | 0.0455 | 1.3163
2023-01-24 13:30 | 0.0453 | 2.0232
2023-01-24 13:45 | 0.0455 | 0.0282
2023-01-24 14:00 | 0.0452 | 0.0488
2023-01-24 14:15 | 0.0453 | 0.0489
2023-01-24 14:30 | 0.0452 | 0.0488
2023-01-24 14:45 | 0.0447 | 0.0482
2023-01-24 15:00 | 0.0453 | 0.0486
2023-01-24 15:15 | 0.0267 | 0.1254
2023-01-24 15:30 | 0.0073 | 0.2651
2023-01-24 15:45 | 0.0073 | 0.2651
2023-01-24 16:00 | 0.0073 | 0.2651
2023-01-24 16:15 | 0.0073 | 0.2651
2023-01-24 16:30 | 0.0073 | 0.2651
2023-01-24 16:45 | 0.0073 | 0.2651
2023-01-24 17:00 | 0.0456 | 0.049
2023-01-24 17:15 | 0.0454 | 0.0492
2023-01-24 17:30 | 0.0451 | 0.0488
2023-01-24 17:45 | 0.0452 | 0.0486
2023-01-24 18:00 | 0.0453 | 0.0487
2023-01-24 18:15 | 0.0445 | 0.0486
2023-01-24 18:30 | 0.0441 | 0.0478
2023-01-24 18:45 | 0.0441 | 0.0478
2023-01-24 19:00 | 0.0442 | 0.0482
2023-01-24 19:15 | 0.0445 | 0.0485
2023-01-24 19:30 | 0.0447 | 0.0487
2023-01-24 19:45 | 0.0446 | 0.0486
2023-01-24 20:00 | 0.0443 | 0.0481
2023-01-24 20:15 | 0.0445 | 0.0484
2023-01-24 20:30 | 0.045 | 0.0488
2023-01-24 20:45 | 0.0452 | 0.049
2023-01-24 21:00 | 0.0452 | 0.049
2023-01-24 21:15 | 0.045 | 0.0489
2023-01-24 21:30 | 0.0452 | 0.0491
2023-01-24 21:45 | 0.0454 | 0.0494
2023-01-24 22:00 | 0.0452 | 0.0494
2023-01-24 22:15 | 0.0453 | 0.0494
2023-01-24 22:30 | 0.0456 | 0.0496
2023-01-24 22:45 | 0.046 | 0.0502
2023-01-24 23:00 | 0.0458 | 0.05
2023-01-24 23:15 | 0.0458 | 0.0501
2023-01-24 23:30 | 0.0461 | 0.0503
2023-01-24 23:45 | 0.0461 | 0.0504
2023-01-25 | 0.0462 | 0.0505
2023-01-25 00:15 | 0.046 | 0.0502
2023-01-25 00:30 | 0.046 | 0.0503
2023-01-25 00:45 | 0.0459 | 0.0501
2023-01-25 01:00 | 0.0456 | 0.0499
2023-01-25 01:15 | 0.0457 | 1.0411
2023-01-25 01:30 | 0.0456 | 2.3136
2023-01-25 01:45 | 0.0457 | 2.4447
2023-01-25 02:00 | 0.0458 | 0.7983
2023-01-25 02:15 | 0.0459 | 0.0411
2023-01-25 02:30 | 0.0458 | 0.0499
2023-01-25 02:45 | 0.0458 | 0.05
2023-01-25 03:00 | 0.0458 | 0.05
2023-01-25 03:15 | 0.0457 | 0.05
2023-01-25 03:30 | 0.0459 | 0.05
2023-01-25 03:45 | 0.0458 | 0.0499
2023-01-25 04:00 | 0.0456 | 0.1335
2023-01-25 04:15 | 0.0454 | 2.1681
2023-01-25 04:30 | 0.0451 | 2.4274
2023-01-25 04:45 | 0.0451 | 1.8144
2023-01-25 05:00 | 0.0457 | 1.6856
2023-01-25 05:15 | 0.0458 | 1.403
2023-01-25 05:30 | 0.0459 | 0.0396
2023-01-25 05:45 | 0.0457 | 0.0498
2023-01-25 06:00 | 0.0455 | 0.0496
2023-01-25 06:15 | 0.0452 | 0.0494
2023-01-25 06:30 | 2.155 | 0.0487
2023-01-25 06:45 | 2.3058 | 0.0489
2023-01-25 07:00 | 2.1466 | 0.0489
2023-01-25 07:15 | 2.1065 | 0.6219
2023-01-25 07:30 | 1.8308 | 2.2733
2023-01-25 07:45 | 2.2657 | 2.4177
2023-01-25 08:00 | 0.8829 | 1.3455
2023-01-25 08:15 | 2.5217 | 1.8821
2023-01-25 08:30 | 2.4061 | 2.7633
2023-01-25 08:45 | 2.0404 | 2.1292
2023-01-25 09:00 | 1.8241 | 1.6078
2023-01-25 09:15 | 1.6814 | 2.4753
2023-01-25 09:30 | 1.8857 | 2.4897
2023-01-25 09:45 | 1.6068 | 1.2348
2023-01-25 10:00 | 1.3768 | 2.6983
2023-01-25 10:15 | 1.7853 | 2.6576
2023-01-25 10:30 | 1.9702 | 1.2469
2023-01-25 10:45 | 1.8925 | 2.5619
2023-01-25 11:00 | 1.4714 | 2.5129
2023-01-25 11:15 | 1.4257 | 1.5582
2023-01-25 11:30 | 1.5838 | 2.5108
2023-01-25 11:45 | 1.3864 | 2.0437
2023-01-25 12:00 | 0.0342 | 0.0273
2023-01-25 12:15 | 0.0458 | 0.0497
2023-01-25 12:30 | 0.0457 | 0.0496
2023-01-25 12:45 | 0.0457 | 0.0496
2023-01-25 13:00 | 0.0458 | 0.6518
2023-01-25 13:15 | 0.0457 | 2.296
2023-01-25 13:30 | 0.0457 | 2.378
2023-01-25 13:45 | 0.0458 | 1.309
2023-01-25 14:00 | 0.0456 | 2.5868
2023-01-25 14:15 | 0.0458 | 0.0209
2023-01-25 14:30 | 0.0459 | 0.0495
2023-01-25 14:45 | 0.0456 | 0.0494
2023-01-25 15:00 | 0.0457 | 0.0496
2023-01-25 15:15 | 0.0457 | 0.0495
2023-01-25 15:30 | 0.0455 | 1.3856
2023-01-25 15:45 | 0.0455 | 1.3836
2023-01-25 16:00 | 0.0456 | 0.0332
2023-01-25 16:15 | 0.0453 | 0.0491
2023-01-25 16:30 | 0.0449 | 0.0486
2023-01-25 16:45 | 0.0447 | 0.0485
2023-01-25 17:00 | 0.0446 | 0.0485
2023-01-25 17:15 | 0.0447 | 0.0484
2023-01-25 17:30 | 0.0448 | 0.0485
2023-01-25 17:45 | 0.0447 | 0.0485
2023-01-25 18:00 | 0.0449 | 0.0487
2023-01-25 18:15 | 0.0449 | 0.0486
2023-01-25 18:30 | 0.0449 | 0.0487
2023-01-25 18:45 | 0.0447 | 0.0485
2023-01-25 19:00 | 0.0447 | 0.0485
2023-01-25 19:15 | 0.0444 | 0.0483
2023-01-25 19:30 | 0.0442 | 0.0481
2023-01-25 19:45 | 0.0441 | 0.048
2023-01-25 20:00 | 0.0443 | 0.0483
2023-01-25 20:15 | 0.0443 | 0.0483
2023-01-25 20:30 | 0.0444 | 0.0484
2023-01-25 20:45 | 0.0444 | 0.0483
2023-01-25 21:00 | 0.0445 | 0.0485
2023-01-25 21:15 | 0.0444 | 0.0483
2023-01-25 21:30 | 0.0451 | 0.049
2023-01-25 21:45 | 0.0453 | 0.0493
2023-01-25 22:00 | 0.0455 | 0.0498
2023-01-25 22:15 | 0.0454 | 0.0495
2023-01-25 22:30 | 0.0455 | 0.0497
2023-01-25 22:45 | 0.0458 | 0.05
2023-01-25 23:00 | 0.0456 | 0.0499
2023-01-25 23:15 | 0.0456 | 0.0498
2023-01-25 23:30 | 0.0461 | 0.0504
2023-01-25 23:45 | 0.0458 | 0.05
2023-01-26 | 0.0455 | 0.0498
2023-01-26 00:15 | 0.0455 | 0.05
2023-01-26 00:30 | 0.0458 | 0.0499
2023-01-26 00:45 | 0.0458 | 0.05
2023-01-26 01:00 | 0.0457 | 0.971
2023-01-26 01:15 | 0.0456 | 2.0948
2023-01-26 01:30 | 0.0457 | 1.7504
2023-01-26 01:45 | 0.0455 | 0.235
2023-01-26 02:00 | 0.0453 | 0.0489
2023-01-26 02:15 | 0.0455 | 0.0496
2023-01-26 02:30 | 0.0454 | 0.0495
2023-01-26 02:45 | 0.0453 | 0.0494
2023-01-26 03:00 | 0.0452 | 0.0494
2023-01-26 03:15 | 0.0453 | 0.0495
2023-01-26 03:30 | 0.0454 | 0.0496
2023-01-26 03:45 | 0.0454 | 0.0497
2023-01-26 04:00 | 0.0453 | 0.0496
2023-01-26 04:15 | 0.0453 | 0.0495
2023-01-26 04:30 | 0.0453 | 0.0496
2023-01-26 04:45 | 0.0453 | 0.0495
2023-01-26 05:00 | 0.0453 | 0.0495
2023-01-26 05:15 | 0.0452 | 0.0495
2023-01-26 05:30 | 0.0449 | 0.049
2023-01-26 05:45 | 0.0451 | 0.0494
2023-01-26 06:00 | 0.045 | 0.0493
2023-01-26 06:15 | 0.0454 | 0.0495
2023-01-26 06:30 | 1.3767 | 0.0491
2023-01-26 06:45 | 1.3771 | 0.0496
2023-01-26 07:00 | 1.2829 | 0.0491
2023-01-26 07:15 | 1.2271 | 0.5852
2023-01-26 07:30 | 1.3229 | 2.1537
2023-01-26 07:45 | 1.3445 | 2.1123
2023-01-26 08:00 | 1.2943 | 2.1047
2023-01-26 08:15 | 1.3643 | 1.6753
2023-01-26 08:30 | 1.3931 | 1.4331
2023-01-26 08:45 | 1.4255 | 2.617
2023-01-26 09:00 | 1.3143 | 2.6081
2023-01-26 09:15 | 1.3257 | 1.1853
2023-01-26 09:30 | 1.2975 | 2.2001
2023-01-26 09:45 | 1.1426 | 1.9455
2023-01-26 10:00 | 1.1681 | 1.7539
2023-01-26 10:15 | 1.3461 | 1.7416
2023-01-26 10:30 | 1.4153 | 1.7356
2023-01-26 10:45 | 0.8646 | 0.4581
2023-01-26 11:00 | 1.3697 | 0.0451
2023-01-26 11:15 | 1.0135 | 0.0489
2023-01-26 11:30 | 0.9848 | 0.0489
2023-01-26 11:45 | 0.9685 | 0.0489
2023-01-26 12:00 | 0.3708 | 0.0491
2023-01-26 12:15 | 0.0451 | 0.789
2023-01-26 12:30 | 0.0447 | 1.9753
2023-01-26 12:45 | 0.0449 | 2.0188
2023-01-26 13:00 | 0.0453 | 1.4564
2023-01-26 13:15 | 0.0457 | 0.0269
2023-01-26 13:30 | 0.0457 | 0.0495
2023-01-26 13:45 | 0.0458 | 0.0497
2023-01-26 14:00 | 0.0456 | 0.0493
2023-01-26 14:15 | 0.0455 | 0.0492
2023-01-26 14:30 | 0.0451 | 0.0487
2023-01-26 14:45 | 0.0452 | 0.0665
2023-01-26 15:00 | 0.045 | 1.6981
2023-01-26 15:15 | 0.0448 | 2.1674
2023-01-26 15:30 | 0.0449 | 2.0266
2023-01-26 15:45 | 0.045 | 0.0414
2023-01-26 16:00 | 0.045 | 0.0486
2023-01-26 16:15 | 0.0451 | 0.0488
2023-01-26 16:30 | 0.0452 | 0.0489
2023-01-26 16:45 | 0.0448 | 0.0486
2023-01-26 17:00 | 0.0443 | 0.0477
2023-01-26 17:15 | 0.0446 | 0.0475
2023-01-26 17:30 | 0.0445 | 0.048
2023-01-26 17:45 | 0.0446 | 0.0484
2023-01-26 18:00 | 0.045 | 0.0486
2023-01-26 18:15 | 0.045 | 0.0486
2023-01-26 18:30 | 0.0452 | 0.0487
2023-01-26 18:45 | 0.045 | 0.0486
2023-01-26 19:00 | 0.0448 | 0.0485
2023-01-26 19:15 | 0.045 | 0.0487
2023-01-26 19:30 | 0.0451 | 0.049
2023-01-26 19:45 | 0.0449 | 0.0487
2023-01-26 20:00 | 0.0452 | 0.0488
2023-01-26 20:15 | 0.0452 | 0.0485
2023-01-26 20:30 | 0.0451 | 0.0484
2023-01-26 20:45 | 0.0449 | 0.0483
2023-01-26 21:00 | 0.0452 | 0.049
2023-01-26 21:15 | 0.0454 | 0.0491
2023-01-26 21:30 | 0.0454 | 0.0491
2023-01-26 21:45 | 0.0449 | 0.0487
2023-01-26 22:00 | 0.0451 | 0.0489
2023-01-26 22:15 | 0.0453 | 0.0492
2023-01-26 22:30 | 0.0456 | 0.0494
2023-01-26 22:45 | 0.0458 | 0.0497
2023-01-26 23:00 | 0.0459 | 0.0497
2023-01-26 23:15 | 0.046 | 0.05
2023-01-26 23:30 | 0.0461 | 0.0501
2023-01-26 23:45 | 0.0458 | 0.0499
2023-01-27 | 0.0458 | 0.0499
2023-01-27 00:15 | 0.0459 | 0.0499
2023-01-27 00:30 | 0.046 | 0.0499
2023-01-27 00:45 | 0.046 | 0.0502
2023-01-27 01:00 | 0.0461 | 0.0502
2023-01-27 01:15 | 0.0462 | 0.0503
2023-01-27 01:30 | 0.0462 | 0.0503
2023-01-27 01:45 | 0.0462 | 0.0504
2023-01-27 02:00 | 0.0462 | 0.0504
2023-01-27 02:15 | 0.0462 | 0.0503
2023-01-27 02:30 | 0.0462 | 0.0503
2023-01-27 02:45 | 0.0462 | 0.0504
2023-01-27 03:00 | 0.0462 | 0.0503
2023-01-27 03:15 | 0.0462 | 0.0504
2023-01-27 03:30 | 0.0463 | 0.0504
2023-01-27 03:45 | 0.0461 | 1.3646
2023-01-27 04:00 | 0.0459 | 2.3971
2023-01-27 04:15 | 0.0461 | 2.4191
2023-01-27 04:30 | 0.0461 | 0.5302
2023-01-27 04:45 | 0.0462 | 0.0416
2023-01-27 05:00 | 0.046 | 0.05
2023-01-27 05:15 | 0.0457 | 0.0494
2023-01-27 05:30 | 0.0457 | 0.0497
2023-01-27 05:45 | 0.0454 | 0.0495
2023-01-27 06:00 | 0.0454 | 0.0496
2023-01-27 06:15 | 0.046 | 0.0501
2023-01-27 06:30 | 2.226 | 0.0497
2023-01-27 06:45 | 2.5846 | 0.7665
2023-01-27 07:00 | 2.0603 | 2.2844
2023-01-27 07:15 | 1.9276 | 2.3461
2023-01-27 07:30 | 1.9414 | 2.2944
2023-01-27 07:45 | 1.9176 | 2.2706
2023-01-27 08:00 | 1.9215 | 1.6952
2023-01-27 08:15 | 1.7488 | 2.1199
2023-01-27 08:30 | 1.5003 | 2.6401
2023-01-27 08:45 | 2.1603 | 1.3747
2023-01-27 09:00 | 1.9927 | 2.7038
2023-01-27 09:15 | 1.6293 | 2.6471
2023-01-27 09:30 | 1.637 | 1.4643
2023-01-27 09:45 | 1.7316 | 2.5281
2023-01-27 10:00 | 1.0264 | 2.5128
2023-01-27 10:15 | 0.0342 | 1.8528
2023-01-27 10:30 | 0.045 | 1.7432
2023-01-27 10:45 | 0.0458 | 0.0244
2023-01-27 11:00 | 0.046 | 0.0498
2023-01-27 11:15 | 0.0459 | 0.0499
2023-01-27 11:30 | 0.0445 | 0.05
2023-01-27 11:45 | 0.0446 | 0.0499
2023-01-27 12:00 | 0.0449 | 0.0497
2023-01-27 12:15 | 0.0453 | 0.0498
2023-01-27 12:30 | 0.0458 | 0.0499
2023-01-27 12:45 | 0.0461 | 0.05
2023-01-27 13:00 | 0.0461 | 0.0502
2023-01-27 13:15 | 0.0459 | 1.5682
2023-01-27 13:30 | 0.0457 | 2.3184
2023-01-27 13:45 | 0.0458 | 2.295
2023-01-27 14:00 | 0.046 | 1.4283
2023-01-27 14:15 | 0.046 | 0.6902
2023-01-27 14:30 | 0.0459 | 0.0415
2023-01-27 14:45 | 0.0459 | 0.0497
2023-01-27 15:00 | 0.0458 | 0.0496
2023-01-27 15:15 | 0.0458 | 0.0496
2023-01-27 15:30 | 0.0455 | 0.0493
2023-01-27 15:45 | 0.0457 | 0.0495
2023-01-27 16:00 | 0.0439 | 0.0492
2023-01-27 16:15 | 0.0438 | 0.0489
2023-01-27 16:30 | 0.044 | 0.0486
2023-01-27 16:45 | 0.0442 | 0.0485
2023-01-27 17:00 | 0.0451 | 0.0491
2023-01-27 17:15 | 0.0437 | 0.0491
2023-01-27 17:30 | 0.0436 | 0.0489
2023-01-27 17:45 | 0.0442 | 0.049
2023-01-27 18:00 | 0.0447 | 0.0493
2023-01-27 18:15 | 0.0455 | 0.0494
2023-01-27 18:30 | 0.0453 | 0.0493
2023-01-27 18:45 | 0.045 | 0.0486
2023-01-27 19:00 | 0.0454 | 0.0491
2023-01-27 19:15 | 0.0454 | 0.0495
2023-01-27 19:30 | 0.0457 | 0.0491
2023-01-27 19:45 | 0.0456 | 0.0494
2023-01-27 20:00 | 0.0451 | 0.0489
2023-01-27 20:15 | 0.0453 | 0.0492
2023-01-27 20:30 | 0.0451 | 0.0491
2023-01-27 20:45 | 0.0451 | 0.0489
2023-01-27 21:00 | 0.0453 | 0.0491
2023-01-27 21:15 | 0.0457 | 0.0492
2023-01-27 21:30 | 0.0458 | 0.0496
2023-01-27 21:45 | 0.0459 | 0.0494
2023-01-27 22:00 | 0.0458 | 0.0495
2023-01-27 22:15 | 0.0457 | 0.0496
2023-01-27 22:30 | 0.0459 | 0.0499
2023-01-27 22:45 | 0.0458 | 0.0497
2023-01-27 23:00 | 0.0458 | 0.0499
2023-01-27 23:15 | 0.046 | 0.0501
2023-01-27 23:30 | 0.0464 | 0.0502
2023-01-27 23:45 | 0.0461 | 0.0499
2023-01-28 | 0.0461 | 0.0499
2023-01-28 00:15 | 0.0461 | 0.05
2023-01-28 00:30 | 0.0463 | 0.0501
2023-01-28 00:45 | 0.0464 | 0.0502
2023-01-28 01:00 | 0.0465 | 0.0505
2023-01-28 01:15 | 0.0466 | 0.0507
2023-01-28 01:30 | 0.0468 | 0.0508
2023-01-28 01:45 | 0.0467 | 0.0506
2023-01-28 02:00 | 0.0464 | 0.0503
2023-01-28 02:15 | 0.0461 | 0.05
2023-01-28 02:30 | 0.0461 | 0.05
2023-01-28 02:45 | 0.0461 | 0.05
2023-01-28 03:00 | 0.0461 | 0.05
2023-01-28 03:15 | 0.0462 | 0.0502
2023-01-28 03:30 | 0.0461 | 1.3396
2023-01-28 03:45 | 0.0459 | 2.277
2023-01-28 04:00 | 0.0459 | 2.4122
2023-01-28 04:15 | 0.0459 | 1.3824
2023-01-28 04:30 | 0.046 | 0.9133
2023-01-28 04:45 | 0.0462 | 0.0437
2023-01-28 05:00 | 0.0466 | 0.0496
2023-01-28 05:15 | 0.0455 | 0.0496
2023-01-28 05:30 | 0.046 | 0.0497
2023-01-28 05:45 | 0.0457 | 0.0495
2023-01-28 06:00 | 0.0458 | 0.0497
2023-01-28 06:15 | 0.046 | 0.0499
2023-01-28 06:30 | 1.9509 | 0.0495
2023-01-28 06:45 | 2.1844 | 0.0494
2023-01-28 07:00 | 2.1063 | 0.0498
2023-01-28 07:15 | 1.7081 | 0.6667
2023-01-28 07:30 | 1.4463 | 2.3054
2023-01-28 07:45 | 1.6938 | 2.4462
2023-01-28 08:00 | 1.8803 | 1.345
2023-01-28 08:15 | 1.6479 | 2.6954
2023-01-28 08:30 | 1.5502 | 2.6609
2023-01-28 08:45 | 1.6294 | 1.8205
2023-01-28 09:00 | 1.3776 | 2.2156
2023-01-28 09:15 | 1.377 | 2.5288
2023-01-28 09:30 | 1.2113 | 1.3357
2023-01-28 09:45 | 1.2569 | 2.5429
2023-01-28 10:00 | 1.2009 | 2.4735
2023-01-28 10:15 | 0.4574 | 1.4038
2023-01-28 10:30 | 0.0458 | 1.4245
2023-01-28 10:45 | 0.0459 | 0.026
2023-01-28 11:00 | 0.0457 | 0.0491
2023-01-28 11:15 | 0.0453 | 0.0489
2023-01-28 11:30 | 0.046 | 0.0495
2023-01-28 11:45 | 0.0461 | 0.0498
2023-01-28 12:00 | 0.0461 | 0.0496
2023-01-28 12:15 | 0.0462 | 0.0498
2023-01-28 12:30 | 0.0462 | 0.0499
2023-01-28 12:45 | 0.0463 | 0.0499
2023-01-28 13:00 | 0.0465 | 0.0501
2023-01-28 13:15 | 0.0464 | 0.05
2023-01-28 13:30 | 0.0461 | 1.3605
2023-01-28 13:45 | 0.0458 | 1.4613
2023-01-28 14:00 | 0.046 | 1.5442
2023-01-28 14:15 | 0.0461 | 0.5361
2023-01-28 14:30 | 0.0459 | 0.0411
2023-01-28 14:45 | 0.0458 | 0.0494
2023-01-28 15:00 | 0.0457 | 0.0492
2023-01-28 15:15 | 0.0455 | 0.0491
2023-01-28 15:30 | 0.0453 | 0.0488
2023-01-28 15:45 | 0.0456 | 0.0487
2023-01-28 16:00 | 0.0452 | 0.0487
2023-01-28 16:15 | 0.0452 | 0.0486
2023-01-28 16:30 | 0.0456 | 0.0491
2023-01-28 16:45 | 0.0451 | 0.0487
2023-01-28 17:00 | 0.0449 | 0.0484
2023-01-28 17:15 | 0.045 | 0.0484
2023-01-28 17:30 | 0.0449 | 0.0484
2023-01-28 17:45 | 0.0449 | 0.0483
2023-01-28 18:00 | 0.0449 | 0.0485
2023-01-28 18:15 | 0.0452 | 0.0487
2023-01-28 18:30 | 0.0456 | 0.0491
2023-01-28 18:45 | 0.0454 | 0.049
2023-01-28 19:00 | 0.0452 | 0.0487
2023-01-28 19:15 | 0.0452 | 0.0487
2023-01-28 19:30 | 0.0452 | 0.0486
2023-01-28 19:45 | 0.0453 | 0.0488
2023-01-28 20:00 | 0.0456 | 0.0492
2023-01-28 20:15 | 0.0459 | 0.0492
2023-01-28 20:30 | 0.0464 | 0.0495
2023-01-28 20:45 | 0.0463 | 0.0494
2023-01-28 21:00 | 0.0457 | 0.0488
2023-01-28 21:15 | 0.0454 | 0.0491
2023-01-28 21:30 | 0.0457 | 0.0492
2023-01-28 21:45 | 0.0457 | 0.0493
2023-01-28 22:00 | 0.0458 | 0.0496
2023-01-28 22:15 | 0.0456 | 0.0493
2023-01-28 22:30 | 0.0458 | 0.0494
2023-01-28 22:45 | 0.0458 | 0.0495
2023-01-28 23:00 | 0.0461 | 0.0498
2023-01-28 23:15 | 0.0461 | 0.0499
2023-01-28 23:30 | 0.0464 | 0.0501
2023-01-28 23:45 | 0.0466 | 0.0504
2023-01-29 | 0.0464 | 0.0503
2023-01-29 00:15 | 0.0461 | 0.0501
2023-01-29 00:30 | 0.0464 | 0.0502
2023-01-29 00:45 | 0.0463 | 0.0501
2023-01-29 01:00 | 0.0464 | 0.0504
2023-01-29 01:15 | 0.0463 | 0.0503
2023-01-29 01:30 | 0.0465 | 0.0504
2023-01-29 01:45 | 0.0461 | 0.0498
2023-01-29 02:00 | 0.0461 | 0.0501
2023-01-29 02:15 | 0.0462 | 0.0501
2023-01-29 02:30 | 0.0462 | 0.0501
2023-01-29 02:45 | 0.0462 | 0.05
2023-01-29 03:00 | 0.0461 | 0.05
2023-01-29 03:15 | 0.0462 | 0.0501
2023-01-29 03:30 | 0.0461 | 0.0501
2023-01-29 03:45 | 0.0461 | 0.0499
2023-01-29 04:00 | 0.0461 | 0.05
2023-01-29 04:15 | 0.046 | 0.05
2023-01-29 04:30 | 0.0461 | 0.0501
2023-01-29 04:45 | 0.0461 | 0.0499
2023-01-29 05:00 | 0.046 | 0.0512
2023-01-29 05:15 | 0.0455 | 1.9135
2023-01-29 05:30 | 0.0455 | 2.3784
2023-01-29 05:45 | 0.0457 | 2.0316
2023-01-29 06:00 | 0.0459 | 0.1856
2023-01-29 06:15 | 0.0458 | 0.0496
2023-01-29 06:30 | 1.8601 | 0.0493
2023-01-29 06:45 | 2.2926 | 0.0492
2023-01-29 07:00 | 2.1106 | 0.049
2023-01-29 07:15 | 1.7289 | 0.6718
2023-01-29 07:30 | 1.8693 | 2.2467
2023-01-29 07:45 | 1.6419 | 2.2843
2023-01-29 08:00 | 1.767 | 1.1975
2023-01-29 08:15 | 1.849 | 2.3061
2023-01-29 08:30 | 1.1674 | 2.3577
2023-01-29 08:45 | 2.013 | 1.6905
2023-01-29 09:00 | 1.5761 | 2.1084
2023-01-29 09:15 | 1.1423 | 2.5178
2023-01-29 09:30 | 1.214 | 2.2303
2023-01-29 09:45 | 0.999 | 1.5661
2023-01-29 10:00 | 1.076 | 2.3594
2023-01-29 10:15 | 1.2773 | 2.3177
2023-01-29 10:30 | 0.9697 | 0.9856
2023-01-29 10:45 | 0.0332 | 1.2077
2023-01-29 11:00 | 0.0455 | 0.0276
2023-01-29 11:15 | 0.0457 | 0.0492
2023-01-29 11:30 | 0.0459 | 0.0495
2023-01-29 11:45 | 0.0458 | 0.0494
2023-01-29 12:00 | 0.0456 | 0.0496
2023-01-29 12:15 | 0.0454 | 0.0491
2023-01-29 12:30 | 0.0455 | 0.0491
2023-01-29 12:45 | 0.0455 | 0.0494
2023-01-29 13:00 | 0.0457 | 0.0489
2023-01-29 13:15 | 0.0459 | 1.065
2023-01-29 13:30 | 0.0459 | 1.5917
2023-01-29 13:45 | 0.0459 | 1.6443
2023-01-29 14:00 | 0.0458 | 1.6663
2023-01-29 14:15 | 0.0458 | 0.0867
2023-01-29 14:30 | 0.0456 | 0.0478
2023-01-29 14:45 | 0.0457 | 0.0491
2023-01-29 15:00 | 0.0453 | 0.0485
2023-01-29 15:15 | 0.0453 | 0.0483
2023-01-29 15:30 | 0.0452 | 0.0482
2023-01-29 15:45 | 0.0453 | 0.0487
2023-01-29 16:00 | 0.0454 | 0.0489
2023-01-29 16:15 | 0.0455 | 0.0492
2023-01-29 16:30 | 0.0451 | 0.0487
2023-01-29 16:45 | 0.0439 | 0.0471
2023-01-29 17:00 | 0.0435 | 0.047
2023-01-29 17:15 | 0.0437 | 0.0472
2023-01-29 17:30 | 0.0439 | 0.0473
2023-01-29 17:45 | 0.0441 | 0.0476
2023-01-29 18:00 | 0.0441 | 0.0477
2023-01-29 18:15 | 0.0441 | 0.0475
2023-01-29 18:30 | 0.0444 | 0.0477
2023-01-29 18:45 | 0.0444 | 0.0477
2023-01-29 19:00 | 0.0446 | 0.0482
2023-01-29 19:15 | 0.0447 | 0.0482
2023-01-29 19:30 | 0.0445 | 0.0481
2023-01-29 19:45 | 0.0446 | 0.0481
2023-01-29 20:00 | 0.0443 | 0.0478
2023-01-29 20:15 | 0.0443 | 0.0478
2023-01-29 20:30 | 0.0443 | 0.0478
2023-01-29 20:45 | 0.0445 | 0.048
2023-01-29 21:00 | 0.0447 | 0.0481
2023-01-29 21:15 | 0.0449 | 0.0485
2023-01-29 21:30 | 0.045 | 0.0486
2023-01-29 21:45 | 0.0455 | 0.0492
2023-01-29 22:00 | 0.0455 | 0.0492
2023-01-29 22:15 | 0.0453 | 0.0489
2023-01-29 22:30 | 0.0455 | 0.0492
2023-01-29 22:45 | 0.0458 | 0.0496
2023-01-29 23:00 | 0.046 | 0.0498
2023-01-29 23:15 | 0.0463 | 0.0501
2023-01-29 23:30 | 0.0459 | 0.0497
2023-01-29 23:45 | 0.0456 | 0.0494
2023-01-30 | 0.0457 | 0.0496
2023-01-30 00:15 | 0.0458 | 0.0497
2023-01-30 00:30 | 0.0458 | 0.0496
2023-01-30 00:45 | 0.0459 | 0.0499
2023-01-30 01:00 | 0.0459 | 0.0498
2023-01-30 01:15 | 0.0459 | 0.0496
2023-01-30 01:30 | 0.0459 | 0.0498
2023-01-30 01:45 | 0.0458 | 0.0499
2023-01-30 02:00 | 0.0461 | 0.05
2023-01-30 02:15 | 0.0461 | 0.05
2023-01-30 02:30 | 0.0461 | 0.05
2023-01-30 02:45 | 0.0461 | 0.0501
2023-01-30 03:00 | 0.0461 | 0.0501
2023-01-30 03:15 | 0.0461 | 0.0501
2023-01-30 03:30 | 0.046 | 0.0499
2023-01-30 03:45 | 0.0459 | 0.0499
2023-01-30 04:00 | 0.0457 | 0.0496
2023-01-30 04:15 | 0.0456 | 0.0494
2023-01-30 04:30 | 0.0461 | 0.0502
2023-01-30 04:45 | 0.046 | 0.05
2023-01-30 05:00 | 0.0463 | 0.0502
2023-01-30 05:15 | 0.0467 | 0.0504
2023-01-30 05:30 | 0.0463 | 0.0502
2023-01-30 05:45 | 0.0461 | 0.0502
2023-01-30 06:00 | 0.0456 | 0.0494
2023-01-30 06:15 | 0.0455 | 0.0494
2023-01-30 06:30 | 1.8064 | 0.0492
2023-01-30 06:45 | 2.0232 | 0.0494
2023-01-30 07:00 | 1.6657 | 0.049
2023-01-30 07:15 | 1.7283 | 0.6758
2023-01-30 07:30 | 1.5096 | 2.2223
2023-01-30 07:45 | 1.5447 | 2.3039
2023-01-30 08:00 | 1.5283 | 1.816
2023-01-30 08:15 | 1.2565 | 1.8775
2023-01-30 08:30 | 1.4009 | 2.4795
2023-01-30 08:45 | 1.0217 | 1.2265
2023-01-30 09:00 | 1.5448 | 2.551
2023-01-30 09:15 | 1.3621 | 2.5001
2023-01-30 09:30 | 1.0375 | 1.425
2023-01-30 09:45 | 0.2819 | 2.3498
2023-01-30 10:00 | 0.0456 | 2.4619
2023-01-30 10:15 | 0.0455 | 1.8778
2023-01-30 10:30 | 0.0457 | 1.7262
2023-01-30 10:45 | 0.0462 | 2.1107
2023-01-30 11:00 | 0.0461 | 0.021
2023-01-30 11:15 | 0.0461 | 0.0497
2023-01-30 11:30 | 0.0461 | 0.0498
2023-01-30 11:45 | 0.0459 | 0.0494
2023-01-30 12:00 | 0.0459 | 0.0494
2023-01-30 12:15 | 0.0457 | 0.0494
2023-01-30 12:30 | 0.0455 | 0.049
2023-01-30 12:45 | 0.0457 | 0.0493
2023-01-30 13:00 | 0.046 | 0.0496
2023-01-30 13:15 | 0.0462 | 0.0496
2023-01-30 13:30 | 0.046 | 0.0495
2023-01-30 13:45 | 0.046 | 0.8868
2023-01-30 14:00 | 0.0457 | 1.6166
2023-01-30 14:15 | 0.0457 | 1.6202
2023-01-30 14:30 | 0.0459 | 1.4234
2023-01-30 14:45 | 0.0461 | 0.0217
2023-01-30 15:00 | 0.046 | 0.0495
2023-01-30 15:15 | 0.0457 | 0.0493
2023-01-30 15:30 | 0.0456 | 0.0492
2023-01-30 15:45 | 0.0456 | 0.0493
2023-01-30 16:00 | 0.0458 | 0.0492
2023-01-30 16:15 | 0.0461 | 0.0497
2023-01-30 16:30 | 0.0458 | 0.0493
2023-01-30 16:45 | 0.0457 | 0.0494
2023-01-30 17:00 | 0.0453 | 0.0488
2023-01-30 17:15 | 0.0451 | 0.0485
2023-01-30 17:30 | 0.0453 | 0.0487
2023-01-30 17:45 | 0.045 | 0.0485
2023-01-30 18:00 | 0.045 | 0.0486
2023-01-30 18:15 | 0.0449 | 0.0483
2023-01-30 18:30 | 0.0452 | 0.0486
2023-01-30 18:45 | 0.0453 | 0.0489
2023-01-30 19:00 | 0.0452 | 0.0486
2023-01-30 19:15 | 0.0446 | 0.048
2023-01-30 19:30 | 0.045 | 0.0484
2023-01-30 19:45 | 0.0453 | 0.0489
2023-01-30 20:00 | 0.0455 | 0.0489
2023-01-30 20:15 | 0.0453 | 0.0489
2023-01-30 20:30 | 0.045 | 0.0486
2023-01-30 20:45 | 0.0456 | 0.049
2023-01-30 21:00 | 0.0456 | 0.0492
2023-01-30 21:15 | 0.0456 | 0.0494
2023-01-30 21:30 | 0.0454 | 0.0491
2023-01-30 21:45 | 0.0453 | 0.0489
2023-01-30 22:00 | 0.0455 | 0.0492
2023-01-30 22:15 | 0.0456 | 0.0494
2023-01-30 22:30 | 0.0458 | 0.0497
2023-01-30 22:45 | 0.0459 | 0.0498
2023-01-30 23:00 | 0.0457 | 0.0495
2023-01-30 23:15 | 0.046 | 0.0499
2023-01-30 23:30 | 0.0462 | 0.0501
2023-01-30 23:45 | 0.0463 | 0.0503
2023-01-31 | 0.0464 | 0.0503
2023-01-31 00:15 | 0.0465 | 0.0505
2023-01-31 00:30 | 0.0463 | 0.0502
2023-01-31 00:45 | 0.0461 | 0.05
2023-01-31 01:00 | 0.0462 | 0.05
2023-01-31 01:15 | 0.0462 | 0.0502
2023-01-31 01:30 | 0.0464 | 0.0504
2023-01-31 01:45 | 0.0465 | 0.0505
2023-01-31 02:00 | 0.0464 | 0.0504
2023-01-31 02:15 | 0.0464 | 0.0505
2023-01-31 02:30 | 0.0465 | 0.0504
2023-01-31 02:45 | 0.0464 | 0.0504
2023-01-31 03:00 | 0.0463 | 0.0504
2023-01-31 03:15 | 0.0464 | 0.0504
2023-01-31 03:30 | 0.0465 | 0.0504
2023-01-31 03:45 | 0.0465 | 0.0505
2023-01-31 04:00 | 0.0462 | 0.0503
2023-01-31 04:15 | 0.0461 | 0.0501
2023-01-31 04:30 | 0.046 | 0.0499
2023-01-31 04:45 | 0.0459 | 0.0498
2023-01-31 05:00 | 0.0459 | 0.0495
2023-01-31 05:15 | 0.0457 | 0.0494
2023-01-31 05:30 | 0.0458 | 0.0498
2023-01-31 05:45 | 0.0457 | 0.0497
2023-01-31 06:00 | 0.046 | 0.05
2023-01-31 06:15 | 0.0461 | 0.0501
2023-01-31 06:30 | 1.9473 | 0.0497
2023-01-31 06:45 | 2.1024 | 0.0496
2023-01-31 07:00 | 1.9962 | 0.0493
2023-01-31 07:15 | 1.826 | 0.6716
2023-01-31 07:30 | 1.8485 | 2.1744
2023-01-31 07:45 | 1.8008 | 2.206
2023-01-31 08:00 | 1.97 | 1.3435
2023-01-31 08:15 | 2.0495 | 1.9875
2023-01-31 08:30 | 0.7494 | 2.3989
2023-01-31 08:45 | 2.4286 | 1.8606
2023-01-31 09:00 | 2.1363 | 1.7451
2023-01-31 09:15 | 2.0408 | 2.4127
2023-01-31 09:30 | 1.5523 | 2.3396
2023-01-31 09:45 | 1.2059 | 1.2452
2023-01-31 10:00 | 0.0327 | 2.3737
2023-01-31 10:15 | 0.0456 | 1.9899
2023-01-31 10:30 | 0.0458 | 1.5852
2023-01-31 10:45 | 0.0456 | 2.3842
2023-01-31 11:00 | 0.0453 | 2.3608
2023-01-31 11:15 | 0.0455 | 1.1971
2023-01-31 11:30 | 0.0455 | 2.4072
2023-01-31 11:45 | 0.046 | 1.1935
2023-01-31 12:00 | 0.0463 | 0.0374
2023-01-31 12:15 | 0.0466 | 0.0501
2023-01-31 12:30 | 0.0464 | 0.0503
2023-01-31 12:45 | 0.046 | 0.0495
2023-01-31 13:00 | 0.0462 | 0.0498
2023-01-31 13:15 | 0.046 | 0.0494
2023-01-31 13:30 | 0.0461 | 0.8312
2023-01-31 13:45 | 0.0459 | 2.2131
2023-01-31 14:00 | 0.0461 | 2.3074
2023-01-31 14:15 | 0.0457 | 1.2953
2023-01-31 14:30 | 0.0456 | 1.8118
2023-01-31 14:45 | 0.0457 | 0.0294
2023-01-31 15:00 | 0.0458 | 0.0494
2023-01-31 15:15 | 0.0458 | 0.0493
2023-01-31 15:30 | 0.0458 | 0.0492
2023-01-31 15:45 | 0.0461 | 0.0492
2023-01-31 16:00 | 0.0459 | 0.0492
2023-01-31 16:15 | 0.0459 | 0.0489
2023-01-31 16:30 | 0.0459 | 0.0494
2023-01-31 16:45 | 0.0458 | 0.0494
2023-01-31 17:00 | 0.0457 | 0.0493
2023-01-31 17:15 | 0.0453 | 0.049
2023-01-31 17:30 | 0.045 | 0.0487
2023-01-31 17:45 | 0.0448 | 0.0483
2023-01-31 18:00 | 0.0449 | 0.048
2023-01-31 18:15 | 0.045 | 0.0482
2023-01-31 18:30 | 0.045 | 0.0484
2023-01-31 18:45 | 0.0451 | 0.0486
2023-01-31 19:00 | 0.045 | 0.0485
2023-01-31 19:15 | 0.045 | 0.0485
2023-01-31 19:30 | 0.045 | 0.0487
2023-01-31 19:45 | 0.045 | 0.0486
2023-01-31 20:00 | 0.045 | 0.0485
2023-01-31 20:15 | 0.0452 | 0.0489
2023-01-31 20:30 | 0.0452 | 0.049
2023-01-31 20:45 | 0.0453 | 0.049
2023-01-31 21:00 | 0.0447 | 0.0485
2023-01-31 21:15 | 0.0447 | 0.0484
2023-01-31 21:30 | 0.045 | 0.0488
2023-01-31 21:45 | 0.0452 | 0.0489
2023-01-31 22:00 | 0.0453 | 0.049
2023-01-31 22:15 | 0.0452 | 0.0489
2023-01-31 22:30 | 0.0453 | 0.0492
2023-01-31 22:45 | 0.0456 | 0.0494
2023-01-31 23:00 | 0.046 | 0.0498
2023-01-31 23:15 | 0.0457 | 0.0494
2023-01-31 23:30 | 0.046 | 0.0498
2023-01-31 23:45 | 0.046 | 0.2237
2023-02-01 | 0.046 | 1.5591
2023-02-01 00:15 | 0.0462 | 2.2644
2023-02-01 00:30 | 0.0462 | 2.3176
2023-02-01 00:45 | 0.0463 | 1.0335
2023-02-01 01:00 | 0.0463 | 0.044
2023-02-01 01:15 | 0.0465 | 0.0502
2023-02-01 01:30 | 0.0466 | 0.0504
2023-02-01 01:45 | 0.0466 | 0.0504
2023-02-01 02:00 | 0.0466 | 0.0503
2023-02-01 02:15 | 0.0466 | 0.0505
2023-02-01 02:30 | 0.0465 | 0.4842
2023-02-01 02:45 | 0.0464 | 2.0597
2023-02-01 03:00 | 0.0464 | 2.1918
2023-02-01 03:15 | 0.0464 | 2.2792
2023-02-01 03:30 | 0.0465 | 0.7257
2023-02-01 03:45 | 0.0464 | 0.0469
2023-02-01 04:00 | 0.0463 | 0.05
2023-02-01 04:15 | 0.0463 | 0.0501
2023-02-01 04:30 | 0.0463 | 0.0501
2023-02-01 04:45 | 0.0461 | 0.0499
2023-02-01 05:00 | 0.046 | 0.0498
2023-02-01 05:15 | 0.0458 | 0.7265
2023-02-01 05:30 | 0.0457 | 2.0725
2023-02-01 05:45 | 0.0457 | 2.2055
2023-02-01 06:00 | 0.0457 | 2.25
2023-02-01 06:15 | 0.046 | 0.6748
2023-02-01 06:30 | 1.9994 | 0.0473
2023-02-01 06:45 | 3.1446 | 0.0493
2023-02-01 07:00 | 2.911 | 0.0489
2023-02-01 07:15 | 2.7274 | 0.6944
2023-02-01 07:30 | 2.4782 | 2.1921
2023-02-01 07:45 | 2.4422 | 2.1958
2023-02-01 08:00 | 2.1946 | 1.9597
2023-02-01 08:15 | 2.3335 | 1.5698
2023-02-01 08:30 | 1.6066 | 2.2462
2023-02-01 08:45 | 2.6472 | 2.2598
2023-02-01 09:00 | 2.48 | 2.2752
2023-02-01 09:15 | 2.246 | 2.2284
2023-02-01 09:30 | 2.157 | 2.1999
2023-02-01 09:45 | 2.1316 | 2.1875
2023-02-01 10:00 | 2.0902 | 1.7495
2023-02-01 10:15 | 2.067 | 1.7891
2023-02-01 10:30 | 1.364 | 2.3692
2023-02-01 10:45 | 2.2234 | 2.3663
2023-02-01 11:00 | 2.1337 | 1.2519
2023-02-01 11:15 | 1.3688 | 2.2781
2023-02-01 11:30 | 0.5857 | 0.3747
2023-02-01 11:45 | 0.0443 | 0.0491
2023-02-01 12:00 | 0.0446 | 0.0491
2023-02-01 12:15 | 0.0451 | 0.0494
2023-02-01 12:30 | 0.0442 | 0.0492
2023-02-01 12:45 | 0.0436 | 0.5576
2023-02-01 13:00 | 0.044 | 2.0777
2023-02-01 13:15 | 0.0444 | 2.276
2023-02-01 13:30 | 0.0452 | 1.3177
2023-02-01 13:45 | 0.046 | 2.4192
2023-02-01 14:00 | 0.0463 | 1.1056
2023-02-01 14:15 | 0.0462 | 0.0393
2023-02-01 14:30 | 0.046 | 0.0495
2023-02-01 14:45 | 0.046 | 0.0495
2023-02-01 15:00 | 0.0458 | 0.0493
2023-02-01 15:15 | 0.0458 | 0.2616
2023-02-01 15:30 | 0.0455 | 2.1084
2023-02-01 15:45 | 0.0458 | 1.2072
2023-02-01 16:00 | 0.0459 | 0.0367
2023-02-01 16:15 | 0.0457 | 0.0492
2023-02-01 16:30 | 0.0454 | 0.0489
2023-02-01 16:45 | 0.0458 | 0.0486
2023-02-01 17:00 | 0.0452 | 0.0484
2023-02-01 17:15 | 0.0445 | 0.048
2023-02-01 17:30 | 0.0446 | 0.0481
2023-02-01 17:45 | 0.0444 | 0.0477
2023-02-01 18:00 | 0.0443 | 0.0477
2023-02-01 18:15 | 0.0445 | 0.048
2023-02-01 18:30 | 0.0447 | 0.0481
2023-02-01 18:45 | 0.0445 | 0.0479
2023-02-01 19:00 | 0.0444 | 0.0479
2023-02-01 19:15 | 0.0434 | 0.048
2023-02-01 19:30 | 0.044 | 0.048
2023-02-01 19:45 | 0.0436 | 0.0481
2023-02-01 20:00 | 0.0435 | 0.0478
2023-02-01 20:15 | 0.0438 | 0.0479
2023-02-01 20:30 | 0.0443 | 0.0479
2023-02-01 20:45 | 0.0445 | 0.048
2023-02-01 21:00 | 0.0447 | 0.0482
2023-02-01 21:15 | 0.0449 | 0.0485
2023-02-01 21:30 | 0.045 | 0.0485
2023-02-01 21:45 | 0.0451 | 0.0486
2023-02-01 22:00 | 0.0453 | 0.049
2023-02-01 22:15 | 0.0455 | 0.0492
2023-02-01 22:30 | 0.0454 | 0.469
2023-02-01 22:45 | 0.0454 | 1.8258
2023-02-01 23:00 | 0.0456 | 2.3034
2023-02-01 23:15 | 0.0457 | 2.2519
2023-02-01 23:30 | 0.0459 | 0.2821
2023-02-01 23:45 | 0.0461 | 0.0495
2023-02-02 | 0.0461 | 0.0498
2023-02-02 00:15 | 0.0462 | 0.0499
2023-02-02 00:30 | 0.0465 | 0.05
2023-02-02 00:45 | 0.0464 | 0.0501
2023-02-02 01:00 | 0.0463 | 0.0503
2023-02-02 01:15 | 0.0462 | 1.3769
2023-02-02 01:30 | 0.0464 | 1.2584
2023-02-02 01:45 | 0.0462 | 2.333
2023-02-02 02:00 | 0.0463 | 2.2692
2023-02-02 02:15 | 0.0463 | 1.1862
2023-02-02 02:30 | 0.0464 | 2.2163
2023-02-02 02:45 | 0.0464 | 0.1834
2023-02-02 03:00 | 0.0464 | 0.0503
2023-02-02 03:15 | 0.0465 | 0.0502
2023-02-02 03:30 | 0.0464 | 0.0502
2023-02-02 03:45 | 0.0463 | 0.0502
2023-02-02 04:00 | 0.0461 | 0.05
2023-02-02 04:15 | 0.0461 | 0.8876
2023-02-02 04:30 | 0.0459 | 2.1081
2023-02-02 04:45 | 0.0457 | 2.1512
2023-02-02 05:00 | 0.0456 | 2.1728
2023-02-02 05:15 | 0.0458 | 0.2195
2023-02-02 05:30 | 0.0455 | 0.0493
2023-02-02 05:45 | 0.0455 | 0.0492
2023-02-02 06:00 | 0.0455 | 0.0494
2023-02-02 06:15 | 0.0459 | 0.0494
2023-02-02 06:30 | 2.0628 | 0.1093
2023-02-02 06:45 | 3.0433 | 1.9586
2023-02-02 07:00 | 2.7912 | 2.1071
2023-02-02 07:15 | 2.6021 | 2.2776
2023-02-02 07:30 | 2.3284 | 2.1434
2023-02-02 07:45 | 2.3666 | 1.2932
2023-02-02 08:00 | 2.3507 | 2.3908
2023-02-02 08:15 | 2.1463 | 2.311
2023-02-02 08:30 | 1.5353 | 1.5194
2023-02-02 08:45 | 2.3143 | 1.9232
2023-02-02 09:00 | 2.1393 | 2.2545
2023-02-02 09:15 | 1.9299 | 1.8107
2023-02-02 09:30 | 1.9103 | 1.5646
2023-02-02 09:45 | 1.876 | 2.19
2023-02-02 10:00 | 1.6505 | 2.1774
2023-02-02 10:15 | 1.7508 | 1.3069
2023-02-02 10:30 | 1.259 | 2.4347
2023-02-02 10:45 | 2.0653 | 1.7289
2023-02-02 11:00 | 1.8635 | 2.067
2023-02-02 11:15 | 1.6663 | 2.4356
2023-02-02 11:30 | 1.5297 | 0.891
2023-02-02 11:45 | 1.6496 | 0.041
2023-02-02 12:00 | 0.9605 | 0.0494
2023-02-02 12:15 | 0.037 | 0.0497
2023-02-02 12:30 | 0.0462 | 0.0498
2023-02-02 12:45 | 0.0463 | 0.0496
2023-02-02 13:00 | 0.0462 | 0.0499
2023-02-02 13:15 | 0.0461 | 1.3563
2023-02-02 13:30 | 0.0467 | 2.1738
2023-02-02 13:45 | 0.0468 | 2.1439
2023-02-02 14:00 | 0.0467 | 1.4137
2023-02-02 14:15 | 0.0464 | 2.548
2023-02-02 14:30 | 0.0464 | 0.8515
2023-02-02 14:45 | 0.0462 | 0.0389
2023-02-02 15:00 | 0.046 | 0.049
2023-02-02 15:15 | 0.0456 | 0.0489
2023-02-02 15:30 | 0.0457 | 0.0491
2023-02-02 15:45 | 0.0457 | 0.0491
2023-02-02 16:00 | 0.0459 | 0.0494
2023-02-02 16:15 | 0.0455 | 0.049
2023-02-02 16:30 | 0.0455 | 0.0489
2023-02-02 16:45 | 0.0453 | 0.0489
2023-02-02 17:00 | 0.0452 | 0.0487
2023-02-02 17:15 | 0.045 | 0.0484
2023-02-02 17:30 | 0.0447 | 0.0481
2023-02-02 17:45 | 0.0449 | 0.0483
2023-02-02 18:00 | 0.0449 | 0.0485
2023-02-02 18:15 | 0.0448 | 0.0481
2023-02-02 18:30 | 0.045 | 0.0483
2023-02-02 18:45 | 0.0449 | 0.0484
2023-02-02 19:00 | 0.0448 | 0.0483
2023-02-02 19:15 | 0.045 | 0.0484
2023-02-02 19:30 | 0.045 | 0.0484
2023-02-02 19:45 | 0.045 | 0.0486
2023-02-02 20:00 | 0.0449 | 0.0484
2023-02-02 20:15 | 0.045 | 0.0486
2023-02-02 20:30 | 0.0453 | 0.0488
2023-02-02 20:45 | 0.0453 | 0.0489
2023-02-02 21:00 | 0.0454 | 0.0491
2023-02-02 21:15 | 0.0456 | 0.0493
2023-02-02 21:30 | 0.0458 | 0.0495
2023-02-02 21:45 | 0.0457 | 0.0493
2023-02-02 22:00 | 0.0457 | 0.0495
2023-02-02 22:15 | 0.0457 | 0.0494
2023-02-02 22:30 | 0.0458 | 0.0496
2023-02-02 22:45 | 0.0459 | 0.0498
2023-02-02 23:00 | 0.0459 | 0.0496
2023-02-02 23:15 | 0.0458 | 0.0495
2023-02-02 23:30 | 0.0457 | 0.0495
2023-02-02 23:45 | 0.0459 | 0.0497
2023-02-03 | 0.046 | 0.0499
2023-02-03 00:15 | 0.0462 | 0.0501
2023-02-03 00:30 | 0.0462 | 0.0499
2023-02-03 00:45 | 0.0463 | 0.2351
2023-02-03 01:00 | 0.0463 | 1.5893
2023-02-03 01:15 | 0.0462 | 2.1662
2023-02-03 01:30 | 0.0462 | 1.6471
2023-02-03 01:45 | 0.0462 | 1.8004
2023-02-03 02:00 | 0.0463 | 0.7878
2023-02-03 02:15 | 0.0464 | 0.0438
2023-02-03 02:30 | 0.0464 | 0.0501
2023-02-03 02:45 | 0.0464 | 0.0502
2023-02-03 03:00 | 0.0464 | 0.0501
2023-02-03 03:15 | 0.0464 | 0.7364
2023-02-03 03:30 | 0.0461 | 2.1119
2023-02-03 03:45 | 0.0461 | 2.2315
2023-02-03 04:00 | 0.0462 | 1.2472
2023-02-03 04:15 | 0.046 | 2.2288
2023-02-03 04:30 | 0.046 | 2.1728
2023-02-03 04:45 | 0.046 | 1.5728
2023-02-03 05:00 | 0.0459 | 2.0544
2023-02-03 05:15 | 0.0459 | 2.3761
2023-02-03 05:30 | 0.0456 | 2.0794
2023-02-03 05:45 | 0.0461 | 1.6245
2023-02-03 06:00 | 0.0456 | 2.3757
2023-02-03 06:15 | 0.0456 | 1.332
2023-02-03 06:30 | 2.3994 | 2.1385
2023-02-03 06:45 | 2.6827 | 2.2249
2023-02-03 07:00 | 2.6355 | 1.7098
2023-02-03 07:15 | 2.3171 | 1.6507
2023-02-03 07:30 | 1.4995 | 2.2231
2023-02-03 07:45 | 2.7933 | 2.1612
2023-02-03 08:00 | 2.6299 | 1.2236
2023-02-03 08:15 | 2.2897 | 2.1806
2023-02-03 08:30 | 2.2531 | 2.202
2023-02-03 08:45 | 2.3268 | 2.0857
2023-02-03 09:00 | 2.292 | 2.0748
2023-02-03 09:15 | 2.3238 | 2.0739
2023-02-03 09:30 | 1.5854 | 2.0731
2023-02-03 09:45 | 2.168 | 2.0708
2023-02-03 10:00 | 2.8025 | 1.2008
2023-02-03 10:15 | 2.6558 | 2.3068
2023-02-03 10:30 | 2.599 | 2.2691
2023-02-03 10:45 | 2.4522 | 2.2949
2023-02-03 11:00 | 0.7882 | 1.7261
2023-02-03 11:15 | 0.046 | 1.701
2023-02-03 11:30 | 0.0458 | 2.1146
2023-02-03 11:45 | 0.0458 | 2.0985
2023-02-03 12:00 | 0.0459 | 2.0956
2023-02-03 12:15 | 0.0458 | 1.9156
2023-02-03 12:30 | 0.0457 | 1.3937
2023-02-03 12:45 | 0.0456 | 2.1253
2023-02-03 13:00 | 0.0457 | 2.0993
2023-02-03 13:15 | 0.0457 | 2.0946
2023-02-03 13:30 | 0.0461 | 2.0941
2023-02-03 13:45 | 0.0464 | 2.0874
2023-02-03 14:00 | 0.0464 | 2.0856
2023-02-03 14:15 | 0.0462 | 2.0805
2023-02-03 14:30 | 0.0463 | 1.163
2023-02-03 14:45 | 0.0463 | 2.276
2023-02-03 15:00 | 0.046 | 2.2113
2023-02-03 15:15 | 0.046 | 2.2049
2023-02-03 15:30 | 0.0458 | 2.2016
2023-02-03 15:45 | 0.0458 | 1.1594
2023-02-03 16:00 | 0.0456 | 0.0424
2023-02-03 16:15 | 0.0455 | 0.0487
2023-02-03 16:30 | 0.0452 | 0.0484
2023-02-03 16:45 | 0.045 | 0.0482
2023-02-03 17:00 | 0.0446 | 0.0478
2023-02-03 17:15 | 0.045 | 0.0483
2023-02-03 17:30 | 0.0452 | 0.0485
2023-02-03 17:45 | 0.0451 | 0.0484
2023-02-03 18:00 | 0.0453 | 0.0486
2023-02-03 18:15 | 0.045 | 0.0484
2023-02-03 18:30 | 0.045 | 0.3842
2023-02-03 18:45 | 0.0449 | 1.7529
2023-02-03 19:00 | 0.045 | 1.9787
2023-02-03 19:15 | 0.045 | 1.9997
2023-02-03 19:30 | 0.0453 | 2.0003
2023-02-03 19:45 | 0.0454 | 1.9898
2023-02-03 20:00 | 0.0453 | 1.9816
2023-02-03 20:15 | 0.0452 | 1.9762
2023-02-03 20:30 | 0.0453 | 1.4123
2023-02-03 20:45 | 0.0455 | 1.4022
2023-02-03 21:00 | 0.0457 | 2.1671
2023-02-03 21:15 | 0.0458 | 2.037
2023-02-03 21:30 | 0.0458 | 0.6109
2023-02-03 21:45 | 0.0459 | 1.0752
2023-02-03 22:00 | 0.046 | 2.0879
2023-02-03 22:15 | 0.0461 | 2.1077
2023-02-03 22:30 | 0.046 | 2.1333
2023-02-03 22:45 | 0.0461 | 2.1273
2023-02-03 23:00 | 0.0462 | 2.1189
2023-02-03 23:15 | 0.0465 | 1.1107
2023-02-03 23:30 | 0.0464 | 1.9663
2023-02-03 23:45 | 0.0465 | 1.941
2023-02-04 | 0.0468 | 1.4248
2023-02-04 00:15 | 0.0468 | 0.5637
2023-02-04 00:30 | 0.0492 | 1.5525
2023-02-04 00:45 | 1.3113 | 1.9412
2023-02-04 01:00 | 2.4661 | 1.4709
2023-02-04 01:15 | 2.5138 | 0.5677
2023-02-04 01:30 | 1.4762 | 1.3272
2023-02-04 01:45 | 0.5505 | 1.8661
2023-02-04 02:00 | 1.8397 | 1.7628
2023-02-04 02:15 | 2.4932 | 0.6174
2023-02-04 02:30 | 1.7145 | 1.1391
2023-02-04 02:45 | 0.6284 | 1.9044
2023-02-04 03:00 | 1.5657 | 2.0394
2023-02-04 03:15 | 2.4843 | 0.6034
2023-02-04 03:30 | 1.9238 | 0.9208
2023-02-04 03:45 | 1.576 | 1.9244
2023-02-04 04:00 | 2.468 | 2.0071
2023-02-04 04:15 | 2.5036 | 0.6416
2023-02-04 04:30 | 1.1805 | 0.7642
2023-02-04 04:45 | 1.8501 | 1.8799
2023-02-04 05:00 | 2.3646 | 1.9395
2023-02-04 05:15 | 1.7211 | 0.8199
2023-02-04 05:30 | 1.9753 | 2.1035
2023-02-04 05:45 | 2.4814 | 1.8598
2023-02-04 06:00 | 2.2543 | 1.4749
2023-02-04 06:15 | 1.299 | 1.4782
2023-02-04 06:30 | 2.5029 | 1.8948
2023-02-04 06:45 | 2.445 | 1.8942
2023-02-04 07:00 | 1.1445 | 0.5757
2023-02-04 07:15 | 2.3965 | 1.3867
2023-02-04 07:30 | 2.5105 | 1.9399
2023-02-04 07:45 | 2.5374 | 2.1196
2023-02-04 08:00 | 2.5715 | 1.1099
2023-02-04 08:15 | 2.5385 | 1.9513
2023-02-04 08:30 | 2.6064 | 1.9512
2023-02-04 08:45 | 2.6311 | 1.9721
2023-02-04 09:00 | 1.9682 | 1.9876
2023-02-04 09:15 | 1.9697 | 2.0029
2023-02-04 09:30 | 2.6949 | 2.0139
2023-02-04 09:45 | 2.7343 | 2.0225
2023-02-04 10:00 | 2.7611 | 1.399
2023-02-04 10:15 | 2.7603 | 1.7608
2023-02-04 10:30 | 2.8095 | 2.021
2023-02-04 10:45 | 2.8522 | 2.0788
2023-02-04 11:00 | 2.8829 | 2.0954
2023-02-04 11:15 | 1.4808 | 2.1115
2023-02-04 11:30 | 2.8719 | 2.1106
2023-02-04 11:45 | 2.9595 | 2.1258
2023-02-04 12:00 | 2.9813 | 2.1339
2023-02-04 12:15 | 3.0004 | 1.248
2023-02-04 12:30 | 3.0539 | 2.0628
2023-02-04 12:45 | 3.0949 | 2.0041
2023-02-04 13:00 | 3.0935 | 1.0628
2023-02-04 13:15 | 2.1109 | 2.1306
2023-02-04 13:30 | 2.3677 | 2.0207
2023-02-04 13:45 | 1.3231 | 1.3356
2023-02-04 14:00 | 0.0461 | 1.8143
2023-02-04 14:15 | 0.0465 | 2.1276
2023-02-04 14:30 | 0.0462 | 2.2047
2023-02-04 14:45 | 0.0462 | 2.2195
2023-02-04 15:00 | 0.0458 | 1.5312
2023-02-04 15:15 | 0.0456 | 1.8378
2023-02-04 15:30 | 0.0457 | 2.1521
2023-02-04 15:45 | 0.0456 | 1.8932
2023-02-04 16:00 | 0.0456 | 1.3714
2023-02-04 16:15 | 0.0455 | 2.0641
2023-02-04 16:30 | 0.0457 | 1.201
2023-02-04 16:45 | 0.0454 | 2.0567
2023-02-04 17:00 | 0.0455 | 2.0373
2023-02-04 17:15 | 0.045 | 1.5665
2023-02-04 17:30 | 0.045 | 1.534
2023-02-04 17:45 | 0.045 | 2.0651
2023-02-04 18:00 | 0.045 | 2.0827
2023-02-04 18:15 | 0.0452 | 2.0814
2023-02-04 18:30 | 0.0454 | 2.0847
2023-02-04 18:45 | 0.0452 | 2.0852
2023-02-04 19:00 | 0.0453 | 2.0833
2023-02-04 19:15 | 0.0453 | 2.0826
2023-02-04 19:30 | 0.0452 | 1.2597
2023-02-04 19:45 | 0.0455 | 2.1274
2023-02-04 20:00 | 0.0458 | 2.0483
2023-02-04 20:15 | 0.0457 | 2.034
2023-02-04 20:30 | 0.0457 | 2.0318
2023-02-04 20:45 | 0.0458 | 2.0312
2023-02-04 21:00 | 0.0458 | 2.0288
2023-02-04 21:15 | 0.046 | 2.0266
2023-02-04 21:30 | 0.0462 | 1.5332
2023-02-04 21:45 | 0.0463 | 1.7144
2023-02-04 22:00 | 0.0464 | 2.04
2023-02-04 22:15 | 0.0462 | 2.0997
2023-02-04 22:30 | 0.0465 | 2.043
2023-02-04 22:45 | 0.0466 | 1.3905
2023-02-04 23:00 | 0.0465 | 2.0886
2023-02-04 23:15 | 0.0464 | 2.0503
2023-02-04 23:30 | 0.0465 | 2.0448
2023-02-04 23:45 | 0.0466 | 1.2448
2023-02-05 | 0.0467 | 1.775
2023-02-05 00:15 | 0.0466 | 2.1011
2023-02-05 00:30 | 0.0468 | 2.1148
2023-02-05 00:45 | 0.0469 | 1.4901
2023-02-05 01:00 | 0.0471 | 0.0365
2023-02-05 01:15 | 0.0469 | 0.0506
2023-02-05 01:30 | 0.047 | 0.0507
2023-02-05 01:45 | 0.0467 | 0.0505
2023-02-05 02:00 | 0.0467 | 0.0504
2023-02-05 02:15 | 0.0466 | 1.1323
2023-02-05 02:30 | 0.0464 | 1.9765
2023-02-05 02:45 | 0.0466 | 2.0829
2023-02-05 03:00 | 0.0465 | 2.0978
2023-02-05 03:15 | 0.0466 | 1.2511
2023-02-05 03:30 | 0.0466 | 2.2087
2023-02-05 03:45 | 0.0468 | 2.1899
2023-02-05 04:00 | 0.0467 | 2.0784
2023-02-05 04:15 | 0.0467 | 1.4619
2023-02-05 04:30 | 0.0467 | 1.7348
2023-02-05 04:45 | 0.0467 | 2.0846
2023-02-05 05:00 | 0.0465 | 2.1397
2023-02-05 05:15 | 0.0467 | 2.1415
2023-02-05 05:30 | 0.0466 | 2.1423
2023-02-05 05:45 | 0.0465 | 2.0779
2023-02-05 06:00 | 0.0465 | 1.6432
2023-02-05 06:15 | 1.8493 | 1.6967
2023-02-05 06:30 | 3.3186 | 2.1034
2023-02-05 06:45 | 3.136 | 1.8926
2023-02-05 07:00 | 2.8707 | 1.3157
2023-02-05 07:15 | 2.7778 | 1.1088
2023-02-05 07:30 | 2.0704 | 0.0418
2023-02-05 07:45 | 1.9138 | 0.0498
2023-02-05 08:00 | 2.7198 | 0.0497
2023-02-05 08:15 | 2.5954 | 0.0498
2023-02-05 08:30 | 2.1188 | 0.0498
2023-02-05 08:45 | 2.0649 | 0.0498
2023-02-05 09:00 | 2.0171 | 0.0497
2023-02-05 09:15 | 1.8551 | 0.0498
2023-02-05 09:30 | 1.8689 | 0.0498
2023-02-05 09:45 | 1.2653 | 0.0495
2023-02-05 10:00 | 2.1739 | 0.0495
2023-02-05 10:15 | 1.956 | 0.0495
2023-02-05 10:30 | 1.3399 | 0.0495
2023-02-05 10:45 | 1.3024 | 0.0494
2023-02-05 11:00 | 1.3892 | 0.0499
2023-02-05 11:15 | 1.1522 | 0.0497
2023-02-05 11:30 | 0.0295 | 0.0497
2023-02-05 11:45 | 0.0446 | 0.05
2023-02-05 12:00 | 0.0453 | 1.0148
2023-02-05 12:15 | 0.0458 | 2.0986
2023-02-05 12:30 | 0.0464 | 2.1744
2023-02-05 12:45 | 0.0466 | 1.1725
2023-02-05 13:00 | 0.0466 | 1.6347
2023-02-05 13:15 | 0.0458 | 0.6225
2023-02-05 13:30 | 0.045 | 0.0363
2023-02-05 13:45 | 0.0453 | 0.0499
2023-02-05 14:00 | 0.0458 | 0.0501
2023-02-05 14:15 | 0.0464 | 0.0501
2023-02-05 14:30 | 0.0452 | 0.0499
2023-02-05 14:45 | 0.0452 | 0.05
2023-02-05 15:00 | 0.0455 | 0.05
2023-02-05 15:15 | 0.0457 | 0.0499
2023-02-05 15:30 | 0.0461 | 0.0497
2023-02-05 15:45 | 0.0462 | 0.0498
2023-02-05 16:00 | 0.0461 | 0.0496
2023-02-05 16:15 | 0.0461 | 0.0497
2023-02-05 16:30 | 0.0461 | 0.0495
2023-02-05 16:45 | 0.0463 | 0.0499
2023-02-05 17:00 | 0.0461 | 0.0497
2023-02-05 17:15 | 0.0458 | 0.0494
2023-02-05 17:30 | 0.0457 | 0.0492
2023-02-05 17:45 | 0.0456 | 0.0491
2023-02-05 18:00 | 0.0456 | 0.0492
2023-02-05 18:15 | 0.0456 | 0.0492
2023-02-05 18:30 | 0.0453 | 0.0489
2023-02-05 18:45 | 0.0456 | 0.0491
2023-02-05 19:00 | 0.0458 | 0.0496
2023-02-05 19:15 | 0.0458 | 0.0495
2023-02-05 19:30 | 0.0458 | 0.0493
2023-02-05 19:45 | 0.0458 | 0.0495
2023-02-05 20:00 | 0.046 | 0.0498
2023-02-05 20:15 | 0.0461 | 0.0498
2023-02-05 20:30 | 0.0462 | 0.0499
2023-02-05 20:45 | 0.0461 | 0.0499
2023-02-05 21:00 | 0.0464 | 0.0501
2023-02-05 21:15 | 0.0468 | 0.0505
2023-02-05 21:30 | 0.0468 | 0.0505
2023-02-05 21:45 | 0.0468 | 0.0505
2023-02-05 22:00 | 0.0464 | 0.0503
2023-02-05 22:15 | 0.0465 | 0.0502
2023-02-05 22:30 | 0.0469 | 0.0508
2023-02-05 22:45 | 0.0472 | 0.0511
2023-02-05 23:00 | 0.0472 | 0.0512
2023-02-05 23:15 | 0.0472 | 0.0512
2023-02-05 23:30 | 0.0465 | 0.0503
2023-02-05 23:45 | 0.0462 | 0.05
2023-02-06 | 0.0463 | 0.0503
2023-02-06 00:15 | 0.0451 | 0.049
2023-02-06 00:30 | 0.0463 | 0.0504
2023-02-06 00:45 | 0.0462 | 0.0504
2023-02-06 01:00 | 0.0461 | 0.0504
2023-02-06 01:15 | 0.0461 | 0.0504
2023-02-06 01:30 | 0.0463 | 0.0507
2023-02-06 01:45 | 0.0463 | 0.0506
2023-02-06 02:00 | 0.0462 | 0.0507
2023-02-06 02:15 | 0.0461 | 0.0504
2023-02-06 02:30 | 0.0463 | 0.0506
2023-02-06 02:45 | 0.0463 | 0.0506
2023-02-06 03:00 | 0.0461 | 0.0505
2023-02-06 03:15 | 0.046 | 0.0504
2023-02-06 03:30 | 0.046 | 0.0503
2023-02-06 03:45 | 0.046 | 0.0504
2023-02-06 04:00 | 0.0459 | 1.135
2023-02-06 04:15 | 0.0459 | 2.1302
2023-02-06 04:30 | 0.0458 | 2.1941
2023-02-06 04:45 | 0.0459 | 1.1386
2023-02-06 05:00 | 0.0456 | 2.1613
2023-02-06 05:15 | 0.0456 | 1.9663
2023-02-06 05:30 | 0.0459 | 0.0263
2023-02-06 05:45 | 0.0464 | 0.0506
2023-02-06 06:00 | 0.0462 | 0.0503
2023-02-06 06:15 | 0.0459 | 0.0501
2023-02-06 06:30 | 1.9803 | 0.0497
2023-02-06 06:45 | 2.3917 | 0.05
2023-02-06 07:00 | 2.1568 | 0.0497
2023-02-06 07:15 | 2.0457 | 0.7473
2023-02-06 07:30 | 1.88 | 2.0991
2023-02-06 07:45 | 1.8342 | 2.0968
2023-02-06 08:00 | 1.8401 | 1.1004
2023-02-06 08:15 | 1.7868 | 1.8692
2023-02-06 08:30 | 1.2391 | 2.0927
2023-02-06 08:45 | 1.9644 | 1.4898
2023-02-06 09:00 | 1.2979 | 1.9671
2023-02-06 09:15 | 1.3765 | 2.2211
2023-02-06 09:30 | 1.4082 | 1.3529
2023-02-06 09:45 | 1.1417 | 2.1123
2023-02-06 10:00 | 1.045 | 2.235
2023-02-06 10:15 | 1.0162 | 1.7896
2023-02-06 10:30 | 1.1611 | 1.6693
2023-02-06 10:45 | 1.2827 | 2.2696
2023-02-06 11:00 | 1.1561 | 2.1619
2023-02-06 11:15 | 0.5618 | 1.2042
2023-02-06 11:30 | 0.0463 | 1.8724
2023-02-06 11:45 | 0.0457 | 1.8768
2023-02-06 12:00 | 0.0455 | 1.0944
2023-02-06 12:15 | 0.0457 | 0.0277
2023-02-06 12:30 | 0.0459 | 0.0498
2023-02-06 12:45 | 0.0459 | 0.0496
2023-02-06 13:00 | 0.0458 | 0.0496
2023-02-06 13:15 | 0.0457 | 0.0496
2023-02-06 13:30 | 0.046 | 0.0499
2023-02-06 13:45 | 0.0458 | 0.0496
2023-02-06 14:00 | 0.046 | 0.05
2023-02-06 14:15 | 0.0461 | 0.05
2023-02-06 14:30 | 0.0459 | 0.0498
2023-02-06 14:45 | 0.0457 | 0.0496
2023-02-06 15:00 | 0.0456 | 0.0494
2023-02-06 15:15 | 0.0455 | 0.0494
2023-02-06 15:30 | 0.0458 | 0.0593
2023-02-06 15:45 | 0.0455 | 0.7764
2023-02-06 16:00 | 0.0457 | 0.041
2023-02-06 16:15 | 0.0454 | 0.0492
2023-02-06 16:30 | 0.0452 | 0.049
2023-02-06 16:45 | 0.0452 | 0.049
2023-02-06 17:00 | 0.0453 | 0.0491
2023-02-06 17:15 | 0.045 | 0.0487
2023-02-06 17:30 | 0.0447 | 0.0485
2023-02-06 17:45 | 0.045 | 0.0489
2023-02-06 18:00 | 0.0459 | 0.0497
2023-02-06 18:15 | 0.0458 | 0.0495
2023-02-06 18:30 | 0.0458 | 0.0496
2023-02-06 18:45 | 0.0458 | 0.0496
2023-02-06 19:00 | 0.0453 | 0.0492
2023-02-06 19:15 | 0.0453 | 0.049
2023-02-06 19:30 | 0.0452 | 0.0491
2023-02-06 19:45 | 0.0451 | 0.049
2023-02-06 20:00 | 0.0451 | 0.0489
2023-02-06 20:15 | 0.045 | 0.0489
2023-02-06 20:30 | 0.045 | 0.0489
2023-02-06 20:45 | 0.0451 | 0.049
2023-02-06 21:00 | 0.045 | 0.0488
2023-02-06 21:15 | 0.0452 | 0.0491
2023-02-06 21:30 | 0.0455 | 0.0493
2023-02-06 21:45 | 0.0457 | 0.0495
2023-02-06 22:00 | 0.0456 | 0.0495
2023-02-06 22:15 | 0.0455 | 0.0494
2023-02-06 22:30 | 0.0457 | 0.0496
2023-02-06 22:45 | 0.0458 | 0.0498
2023-02-06 23:00 | 0.0459 | 0.05
2023-02-06 23:15 | 0.0459 | 0.0499
2023-02-06 23:30 | 0.046 | 0.05
2023-02-06 23:45 | 0.046 | 0.05
2023-02-07 | 0.0459 | 0.05
2023-02-07 00:15 | 0.046 | 0.0501
2023-02-07 00:30 | 0.0463 | 0.0504
2023-02-07 00:45 | 0.0462 | 0.0503
2023-02-07 01:00 | 0.046 | 0.05
2023-02-07 01:15 | 0.0461 | 0.0503
2023-02-07 01:30 | 0.0461 | 0.0503
2023-02-07 01:45 | 0.0463 | 0.0505
2023-02-07 02:00 | 0.0462 | 0.0504
2023-02-07 02:15 | 0.0462 | 0.0504
2023-02-07 02:30 | 0.0462 | 0.0504
2023-02-07 02:45 | 0.0463 | 0.0505
2023-02-07 03:00 | 0.046 | 0.0502
2023-02-07 03:15 | 0.046 | 0.0502
2023-02-07 03:30 | 0.046 | 0.0604
2023-02-07 03:45 | 0.046 | 1.2125
2023-02-07 04:00 | 0.0459 | 1.8878
2023-02-07 04:15 | 0.0459 | 1.9307
2023-02-07 04:30 | 0.0458 | 1.9404
2023-02-07 04:45 | 0.0459 | 1.9467
2023-02-07 05:00 | 0.0458 | 1.2674
2023-02-07 05:15 | 0.0459 | 0.0354
2023-02-07 05:30 | 0.0459 | 0.0498
2023-02-07 05:45 | 0.0457 | 0.0496
2023-02-07 06:00 | 0.0462 | 0.0502
2023-02-07 06:15 | 0.046 | 0.0501
2023-02-07 06:30 | 2.224 | 0.0498
2023-02-07 06:45 | 2.6332 | 0.0493
2023-02-07 07:00 | 2.5759 | 0.0493
2023-02-07 07:15 | 2.3492 | 0.4706
2023-02-07 07:30 | 2.3782 | 1.7117
2023-02-07 07:45 | 2.3057 | 2.0289
2023-02-07 08:00 | 2.2241 | 2.0596
2023-02-07 08:15 | 2.2189 | 2.0738
2023-02-07 08:30 | 1.4902 | 2.1096
2023-02-07 08:45 | 2.6094 | 1.1969
2023-02-07 09:00 | 2.4081 | 2.0075
2023-02-07 09:15 | 2.0226 | 2.0658
2023-02-07 09:30 | 2.0185 | 1.3083
2023-02-07 09:45 | 1.8373 | 2.1215
2023-02-07 10:00 | 1.3977 | 2.0784
2023-02-07 10:15 | 0.0372 | 1.1732
2023-02-07 10:30 | 0.0461 | 2.1747
2023-02-07 10:45 | 0.0463 | 2.0997
2023-02-07 11:00 | 0.0461 | 1.3253
2023-02-07 11:15 | 0.0462 | 1.8757
2023-02-07 11:30 | 0.0461 | 2.1101
2023-02-07 11:45 | 0.0463 | 1.6596
2023-02-07 12:00 | 0.0459 | 1.4905
2023-02-07 12:15 | 0.0461 | 0.5979
2023-02-07 12:30 | 0.0463 | 0.045
2023-02-07 12:45 | 0.0464 | 0.0503
2023-02-07 13:00 | 0.0462 | 0.0501
2023-02-07 13:15 | 0.0458 | 0.0493
2023-02-07 13:30 | 0.046 | 0.0499
2023-02-07 13:45 | 0.0461 | 0.0501
2023-02-07 14:00 | 0.0461 | 0.0501
2023-02-07 14:15 | 0.0461 | 0.0501
2023-02-07 14:30 | 0.0459 | 0.0498
2023-02-07 14:45 | 0.0456 | 0.0494
2023-02-07 15:00 | 0.0455 | 0.0494
2023-02-07 15:15 | 0.0453 | 0.0493
2023-02-07 15:30 | 0.0452 | 0.4692
2023-02-07 15:45 | 0.0451 | 1.0184
2023-02-07 16:00 | 0.0455 | 0.0427
2023-02-07 16:15 | 0.046 | 0.0495
2023-02-07 16:30 | 0.0466 | 0.0495
2023-02-07 16:45 | 0.0456 | 0.0493
2023-02-07 17:00 | 0.0454 | 0.0491
2023-02-07 17:15 | 0.0454 | 0.049
2023-02-07 17:30 | 0.0452 | 0.0488
2023-02-07 17:45 | 0.0451 | 0.0489
2023-02-07 18:00 | 0.0453 | 0.0491
2023-02-07 18:15 | 0.0454 | 0.0492
2023-02-07 18:30 | 0.0454 | 0.0491
2023-02-07 18:45 | 0.0455 | 0.0493
2023-02-07 19:00 | 0.0456 | 0.0496
2023-02-07 19:15 | 0.0456 | 0.0495
2023-02-07 19:30 | 0.0451 | 0.049
2023-02-07 19:45 | 0.0448 | 0.0487
2023-02-07 20:00 | 0.0451 | 0.0485
2023-02-07 20:15 | 0.0448 | 0.0485
2023-02-07 20:30 | 0.0446 | 0.0486
2023-02-07 20:45 | 0.0448 | 0.0485
2023-02-07 21:00 | 0.045 | 0.0485
2023-02-07 21:15 | 0.0453 | 0.0489
2023-02-07 21:30 | 0.0454 | 0.0494
2023-02-07 21:45 | 0.0455 | 0.0493
2023-02-07 22:00 | 0.0456 | 0.0498
2023-02-07 22:15 | 0.0455 | 0.0497
2023-02-07 22:30 | 0.0458 | 0.0499
2023-02-07 22:45 | 0.0461 | 0.0502
2023-02-07 23:00 | 0.0461 | 0.0503
2023-02-07 23:15 | 0.0462 | 0.0505
2023-02-07 23:30 | 0.0463 | 0.0507
2023-02-07 23:45 | 0.0464 | 0.0506
2023-02-08 | 0.0465 | 0.0507
2023-02-08 00:15 | 0.046 | 0.0502
2023-02-08 00:30 | 0.0462 | 0.0504
2023-02-08 00:45 | 0.0462 | 0.0505
2023-02-08 01:00 | 0.0461 | 0.0504
2023-02-08 01:15 | 0.0461 | 0.0505
2023-02-08 01:30 | 0.0463 | 0.0505
2023-02-08 01:45 | 0.0463 | 0.0505
2023-02-08 02:00 | 0.0461 | 0.0504
2023-02-08 02:15 | 0.046 | 0.1287
2023-02-08 02:30 | 0.0461 | 1.8748
2023-02-08 02:45 | 0.0459 | 1.9525
2023-02-08 03:00 | 0.046 | 1.9981
2023-02-08 03:15 | 0.0462 | 0.942
2023-02-08 03:30 | 0.0461 | 2.1942
2023-02-08 03:45 | 0.0461 | 1.644
2023-02-08 04:00 | 0.0462 | 0.031
2023-02-08 04:15 | 0.0461 | 0.0503
2023-02-08 04:30 | 0.0461 | 0.0502
2023-02-08 04:45 | 0.046 | 0.05
2023-02-08 05:00 | 0.0458 | 0.0499
2023-02-08 05:15 | 0.0457 | 0.0498
2023-02-08 05:30 | 0.0459 | 0.0499
2023-02-08 05:45 | 0.0457 | 0.0498
2023-02-08 06:00 | 0.0459 | 0.05
2023-02-08 06:15 | 0.0458 | 0.05
2023-02-08 06:30 | 1.9138 | 0.0496
2023-02-08 06:45 | 2.0283 | 0.0495
2023-02-08 07:00 | 1.8454 | 0.0494
2023-02-08 07:15 | 1.4858 | 0.7467
2023-02-08 07:30 | 1.0909 | 2.0143
2023-02-08 07:45 | 1.7846 | 2.044
2023-02-08 08:00 | 1.6303 | 1.1767
2023-02-08 08:15 | 1.2877 | 2.2273
2023-02-08 08:30 | 1.3655 | 2.1484
2023-02-08 08:45 | 1.3718 | 1.4237
2023-02-08 09:00 | 1.2076 | 1.651
2023-02-08 09:15 | 1.2375 | 2.0882
2023-02-08 09:30 | 1.2057 | 1.1522
2023-02-08 09:45 | 1.2427 | 2.1223
2023-02-08 10:00 | 1.2497 | 2.0809
2023-02-08 10:15 | 1.132 | 1.0834
2023-02-08 10:30 | 1.2176 | 1.8747
2023-02-08 10:45 | 1.1804 | 2.1236
2023-02-08 11:00 | 1.0677 | 1.4209
2023-02-08 11:15 | 0.5217 | 1.7177
2023-02-08 11:30 | 0.0461 | 2.1223
2023-02-08 11:45 | 0.0458 | 1.7704
2023-02-08 12:00 | 0.0458 | 1.5889
2023-02-08 12:15 | 0.0461 | 2.1301
2023-02-08 12:30 | 0.0463 | 2.1373
2023-02-08 12:45 | 0.0466 | 0.3315
2023-02-08 13:00 | 0.0467 | 0.0388
2023-02-08 13:15 | 0.0463 | 0.0501
2023-02-08 13:30 | 0.0464 | 0.0503
2023-02-08 13:45 | 0.0465 | 0.0503
2023-02-08 14:00 | 0.0465 | 0.0504
2023-02-08 14:15 | 0.0464 | 0.0504
2023-02-08 14:30 | 0.0463 | 0.0502
2023-02-08 14:45 | 0.0463 | 0.0502
2023-02-08 15:00 | 0.0463 | 0.0502
2023-02-08 15:15 | 0.0462 | 0.0502
2023-02-08 15:30 | 0.0462 | 0.0502
2023-02-08 15:45 | 0.0464 | 0.0502
2023-02-08 16:00 | 0.0461 | 0.0497
2023-02-08 16:15 | 0.0458 | 0.0497
2023-02-08 16:30 | 0.0455 | 0.0493
2023-02-08 16:45 | 0.0455 | 0.0491
2023-02-08 17:00 | 0.0454 | 0.0493
2023-02-08 17:15 | 0.0451 | 0.049
2023-02-08 17:30 | 0.0452 | 0.0489
2023-02-08 17:45 | 0.0453 | 0.0489
2023-02-08 18:00 | 0.0453 | 0.0489
2023-02-08 18:15 | 0.0452 | 0.0489
2023-02-08 18:30 | 0.045 | 0.0488
2023-02-08 18:45 | 0.0453 | 0.0494
2023-02-08 19:00 | 0.0454 | 0.0493
2023-02-08 19:15 | 0.0456 | 0.0495
2023-02-08 19:30 | 0.0454 | 0.0495
2023-02-08 19:45 | 0.0457 | 0.0495
2023-02-08 20:00 | 0.0456 | 0.0496
2023-02-08 20:15 | 0.0457 | 0.0496
2023-02-08 20:30 | 0.0458 | 0.0498
2023-02-08 20:45 | 0.046 | 0.05
2023-02-08 21:00 | 0.0457 | 0.0498
2023-02-08 21:15 | 0.0453 | 0.0493
2023-02-08 21:30 | 0.0451 | 0.0491
2023-02-08 21:45 | 0.0453 | 0.0493
2023-02-08 22:00 | 0.0454 | 0.0494
2023-02-08 22:15 | 0.0454 | 0.0493
2023-02-08 22:30 | 0.0456 | 0.0496
2023-02-08 22:45 | 0.0457 | 0.0497
2023-02-08 23:00 | 0.0458 | 0.0498
2023-02-08 23:15 | 0.0459 | 0.05
2023-02-08 23:30 | 0.0458 | 0.0498
2023-02-08 23:45 | 0.0461 | 0.0501
2023-02-09 | 0.0461 | 0.0502
2023-02-09 00:15 | 0.0461 | 0.0502
2023-02-09 00:30 | 0.0462 | 0.0502
2023-02-09 00:45 | 0.0463 | 0.0504
2023-02-09 01:00 | 0.0465 | 0.0507
2023-02-09 01:15 | 0.0464 | 0.0506
2023-02-09 01:30 | 0.0465 | 0.0507
2023-02-09 01:45 | 0.0464 | 0.0507
2023-02-09 02:00 | 0.0464 | 0.0507
2023-02-09 02:15 | 0.0463 | 0.0506
2023-02-09 02:30 | 0.0464 | 0.0508
2023-02-09 02:45 | 0.0464 | 0.0506
2023-02-09 03:00 | 0.0465 | 0.0507
2023-02-09 03:15 | 0.0464 | 0.0505
2023-02-09 03:30 | 0.0463 | 0.0505
2023-02-09 03:45 | 0.0464 | 0.0506
2023-02-09 04:00 | 0.0464 | 0.0505
2023-02-09 04:15 | 0.0462 | 0.0505
2023-02-09 04:30 | 0.0461 | 0.0505
2023-02-09 04:45 | 0.046 | 0.0502
2023-02-09 05:00 | 0.0463 | 0.1792
2023-02-09 05:15 | 0.0459 | 1.4188
2023-02-09 05:30 | 0.0457 | 1.8766
2023-02-09 05:45 | 0.0456 | 1.9137
2023-02-09 06:00 | 0.0453 | 1.9104
2023-02-09 06:15 | 0.0453 | 1.9027
2023-02-09 06:30 | 2.0509 | 0.6305
2023-02-09 06:45 | 2.5436 | 0.0452
2023-02-09 07:00 | 2.2831 | 0.0493
2023-02-09 07:15 | 1.8526 | 0.8004
2023-02-09 07:30 | 2.0152 | 2.065
2023-02-09 07:45 | 1.9056 | 2.0136
2023-02-09 08:00 | 1.773 | 1.0265
2023-02-09 08:15 | 1.9724 | 1.8036
2023-02-09 08:30 | 1.2233 | 2.1221
2023-02-09 08:45 | 2.1718 | 1.5798
2023-02-09 09:00 | 1.5143 | 1.6965
2023-02-09 09:15 | 1.3726 | 2.0905
2023-02-09 09:30 | 1.3921 | 1.8084
2023-02-09 09:45 | 0.0336 | 1.4508
2023-02-09 10:00 | 0.046 | 2.0722
2023-02-09 10:15 | 0.0462 | 2.0717
2023-02-09 10:30 | 0.0466 | 0.8262
2023-02-09 10:45 | 0.046 | 1.5856
2023-02-09 11:00 | 0.0458 | 2.0232
2023-02-09 11:15 | 0.0461 | 1.0988
2023-02-09 11:30 | 0.0462 | 1.2745
2023-02-09 11:45 | 0.0466 | 1.9762
2023-02-09 12:00 | 0.0463 | 1.4828
2023-02-09 12:15 | 0.046 | 1.4127
2023-02-09 12:30 | 0.0459 | 1.4512
2023-02-09 12:45 | 0.046 | 0.0187
2023-02-09 13:00 | 0.0457 | 0.0496
2023-02-09 13:15 | 0.0457 | 0.0495
2023-02-09 13:30 | 0.0458 | 0.0498
2023-02-09 13:45 | 0.046 | 0.0499
2023-02-09 14:00 | 0.046 | 0.0498
2023-02-09 14:15 | 0.0461 | 0.0501
2023-02-09 14:30 | 0.0461 | 0.05
2023-02-09 14:45 | 0.046 | 0.0499
2023-02-09 15:00 | 0.046 | 0.05
2023-02-09 15:15 | 0.0458 | 0.0914
2023-02-09 15:30 | 0.0457 | 1.8142
2023-02-09 15:45 | 0.0456 | 0.9342
2023-02-09 16:00 | 0.0457 | 0.032
2023-02-09 16:15 | 0.0455 | 0.0493
2023-02-09 16:30 | 0.0456 | 0.0494
2023-02-09 16:45 | 0.0453 | 0.0492
2023-02-09 17:00 | 0.0453 | 0.049
2023-02-09 17:15 | 0.045 | 0.0487
2023-02-09 17:30 | 0.0449 | 0.0487
2023-02-09 17:45 | 0.045 | 0.0488
2023-02-09 18:00 | 0.0452 | 0.0489
2023-02-09 18:15 | 0.0452 | 0.0489
2023-02-09 18:30 | 0.045 | 0.0488
2023-02-09 18:45 | 0.0452 | 0.0489
2023-02-09 19:00 | 0.0455 | 0.0493
2023-02-09 19:15 | 0.0455 | 0.0493
2023-02-09 19:30 | 0.0454 | 0.0492
2023-02-09 19:45 | 0.0454 | 0.0493
2023-02-09 20:00 | 0.0457 | 0.0494
2023-02-09 20:15 | 0.0462 | 0.0496
2023-02-09 20:30 | 0.0459 | 0.0494
2023-02-09 20:45 | 0.0461 | 0.0496
2023-02-09 21:00 | 0.0459 | 0.0497
2023-02-09 21:15 | 0.0458 | 0.0498
2023-02-09 21:30 | 0.0459 | 0.05
2023-02-09 21:45 | 0.0461 | 0.0502
2023-02-09 22:00 | 0.0462 | 0.0501
2023-02-09 22:15 | 0.0456 | 0.0495
2023-02-09 22:30 | 0.0455 | 0.0493
2023-02-09 22:45 | 0.0456 | 0.0496
2023-02-09 23:00 | 0.0457 | 0.0499
2023-02-09 23:15 | 0.0459 | 0.0501
2023-02-09 23:30 | 0.0461 | 0.0502
2023-02-09 23:45 | 0.046 | 0.0502
2023-02-10 | 0.0462 | 0.0503
2023-02-10 00:15 | 0.0461 | 0.0503
2023-02-10 00:30 | 0.0461 | 0.0503
2023-02-10 00:45 | 0.0461 | 0.0504
2023-02-10 01:00 | 0.0462 | 0.0504
2023-02-10 01:15 | 0.0463 | 0.0506
2023-02-10 01:30 | 0.0464 | 0.0507
2023-02-10 01:45 | 0.0463 | 0.0507
2023-02-10 02:00 | 0.0462 | 0.0503
2023-02-10 02:15 | 0.0463 | 0.0505
2023-02-10 02:30 | 0.0463 | 0.0506
2023-02-10 02:45 | 0.0464 | 0.0507
2023-02-10 03:00 | 0.0463 | 0.0505
2023-02-10 03:15 | 0.0463 | 0.7661
2023-02-10 03:30 | 0.0462 | 2.0138
2023-02-10 03:45 | 0.0462 | 2.0194
2023-02-10 04:00 | 0.0461 | 1.0952
2023-02-10 04:15 | 0.0461 | 2.1043
2023-02-10 04:30 | 0.0461 | 1.8841
2023-02-10 04:45 | 0.0461 | 1.3463
2023-02-10 05:00 | 0.0459 | 2.0706
2023-02-10 05:15 | 0.046 | 2.0266
2023-02-10 05:30 | 0.046 | 0.9408
2023-02-10 05:45 | 0.0458 | 2.0091
2023-02-10 06:00 | 0.0457 | 2.0649
2023-02-10 06:15 | 0.0455 | 1.0403
2023-02-10 06:30 | 1.8783 | 1.8855
2023-02-10 06:45 | 2.0204 | 2.0315
2023-02-10 07:00 | 1.7557 | 1.3659
2023-02-10 07:15 | 1.4188 | 1.5088
2023-02-10 07:30 | 1.559 | 1.8633
2023-02-10 07:45 | 1.3773 | 1.6685
2023-02-10 08:00 | 1.1279 | 1.2795
2023-02-10 08:15 | 1.1183 | 2.0223
2023-02-10 08:30 | 1.1002 | 2.0139
2023-02-10 08:45 | 1.085 | 1.1356
2023-02-10 09:00 | 0.3026 | 2.0355
2023-02-10 09:15 | 0.0454 | 2.0354
2023-02-10 09:30 | 0.0454 | 1.1211
2023-02-10 09:45 | 0.0459 | 1.5395
2023-02-10 10:00 | 0.0458 | 1.6434
2023-02-10 10:15 | 0.046 | 1.6514
2023-02-10 10:30 | 0.046 | 1.3944
2023-02-10 10:45 | 0.0463 | 1.1805
2023-02-10 11:00 | 0.0461 | 1.5353
2023-02-10 11:15 | 0.0461 | 0.9034
2023-02-10 11:30 | 0.0461 | 1.6902
2023-02-10 11:45 | 0.0461 | 1.6825
2023-02-10 12:00 | 0.0462 | 1.2615
2023-02-10 12:15 | 0.0462 | 1.0174
2023-02-10 12:30 | 0.0462 | 0.1048
2023-02-10 12:45 | 0.0463 | 0.0428
2023-02-10 13:00 | 0.0455 | 0.0504
2023-02-10 13:15 | 0.0445 | 0.0505
2023-02-10 13:30 | 0.0452 | 0.0504
2023-02-10 13:45 | 0.0458 | 0.0506
2023-02-10 14:00 | 0.0462 | 0.0505
2023-02-10 14:15 | 0.0453 | 0.0504
2023-02-10 14:30 | 0.0448 | 0.0503
2023-02-10 14:45 | 0.0453 | 0.0503
2023-02-10 15:00 | 0.0458 | 0.0504
2023-02-10 15:15 | 0.0462 | 0.0502
2023-02-10 15:30 | 0.046 | 0.05
2023-02-10 15:45 | 0.0459 | 0.0498
2023-02-10 16:00 | 0.0463 | 0.0504
2023-02-10 16:15 | 0.0464 | 0.0506
2023-02-10 16:30 | 0.0462 | 0.0503
2023-02-10 16:45 | 0.0459 | 0.0498
2023-02-10 17:00 | 0.0455 | 0.0494
2023-02-10 17:15 | 0.0453 | 0.0492
2023-02-10 17:30 | 0.0451 | 0.0491
2023-02-10 17:45 | 0.0452 | 0.049
2023-02-10 18:00 | 0.0454 | 0.0492
2023-02-10 18:15 | 0.0454 | 0.0494
2023-02-10 18:30 | 0.0455 | 0.0493
2023-02-10 18:45 | 0.0457 | 0.0496
2023-02-10 19:00 | 0.0456 | 0.0495
2023-02-10 19:15 | 0.0457 | 0.0494
2023-02-10 19:30 | 0.0457 | 0.0495
2023-02-10 19:45 | 0.0454 | 0.0492
2023-02-10 20:00 | 0.0455 | 0.0494
2023-02-10 20:15 | 0.0456 | 0.0496
2023-02-10 20:30 | 0.0458 | 0.0497
2023-02-10 20:45 | 0.0459 | 0.0498
2023-02-10 21:00 | 0.0458 | 0.0498
2023-02-10 21:15 | 0.0458 | 0.0498
2023-02-10 21:30 | 0.0458 | 0.0498
2023-02-10 21:45 | 0.0461 | 0.0502
2023-02-10 22:00 | 0.0462 | 0.0503
2023-02-10 22:15 | 0.0458 | 0.0498
2023-02-10 22:30 | 0.0459 | 0.05
2023-02-10 22:45 | 0.0459 | 0.05
2023-02-10 23:00 | 0.0457 | 0.0497
2023-02-10 23:15 | 0.0459 | 0.0499
2023-02-10 23:30 | 0.0461 | 0.0502
2023-02-10 23:45 | 0.046 | 0.7997
2023-02-11 | 0.046 | 1.6601
2023-02-11 00:15 | 0.046 | 1.8058
2023-02-11 00:30 | 0.0463 | 0.8772
2023-02-11 00:45 | 0.0463 | 1.3899
2023-02-11 01:00 | 0.0464 | 1.9355
2023-02-11 01:15 | 0.0465 | 1.2042
2023-02-11 01:30 | 0.0464 | 1.9925
2023-02-11 01:45 | 0.0464 | 1.9708
2023-02-11 02:00 | 0.0464 | 0.8952
2023-02-11 02:15 | 0.0465 | 0.0392
2023-02-11 02:30 | 0.0465 | 0.0506
2023-02-11 02:45 | 0.0464 | 0.0506
2023-02-11 03:00 | 0.0464 | 0.0504
2023-02-11 03:15 | 0.0464 | 0.0505
2023-02-11 03:30 | 0.0463 | 0.0505
2023-02-11 03:45 | 0.0463 | 0.0505
2023-02-11 04:00 | 0.0464 | 0.0505
2023-02-11 04:15 | 0.0464 | 0.0506
2023-02-11 04:30 | 0.0462 | 0.0504
2023-02-11 04:45 | 0.0461 | 0.6759
2023-02-11 05:00 | 0.0455 | 1.8667
2023-02-11 05:15 | 0.046 | 1.8803
2023-02-11 05:30 | 0.0458 | 1.0873
2023-02-11 05:45 | 0.0455 | 1.7567
2023-02-11 06:00 | 0.0455 | 1.9493
2023-02-11 06:15 | 0.0458 | 1.6525
2023-02-11 06:30 | 0.0457 | 1.2366
2023-02-11 06:45 | 0.0455 | 1.9072
2023-02-11 07:00 | 0.046 | 1.2338
2023-02-11 07:15 | 0.0465 | 0.0333
2023-02-11 07:30 | 0.0459 | 0.05
2023-02-11 07:45 | 0.0459 | 0.0501
2023-02-11 08:00 | 0.0459 | 0.0499
2023-02-11 08:15 | 0.046 | 0.0501
2023-02-11 08:30 | 0.0459 | 0.0501
2023-02-11 08:45 | 0.0461 | 0.0503
2023-02-11 09:00 | 0.046 | 0.05
2023-02-11 09:15 | 0.0456 | 0.0498
2023-02-11 09:30 | 0.0457 | 0.0498
2023-02-11 09:45 | 0.046 | 0.0502
2023-02-11 10:00 | 0.0462 | 0.0502
2023-02-11 10:15 | 0.0461 | 0.0503
2023-02-11 10:30 | 0.0462 | 0.0504
2023-02-11 10:45 | 0.0463 | 0.0505
2023-02-11 11:00 | 0.046 | 0.0502
2023-02-11 11:15 | 0.0459 | 0.0501
2023-02-11 11:30 | 0.0463 | 0.0505
2023-02-11 11:45 | 0.0465 | 0.0507
2023-02-11 12:00 | 0.0464 | 0.0505
2023-02-11 12:15 | 0.0465 | 0.0506
2023-02-11 12:30 | 0.0464 | 0.0506
2023-02-11 12:45 | 0.0463 | 0.0504
2023-02-11 13:00 | 0.0465 | 0.0506
2023-02-11 13:15 | 0.0467 | 0.0509
2023-02-11 13:30 | 0.0466 | 0.051
2023-02-11 13:45 | 0.0466 | 0.0508
2023-02-11 14:00 | 0.0467 | 0.0508
2023-02-11 14:15 | 0.0463 | 0.0505
2023-02-11 14:30 | 0.0461 | 0.0502
2023-02-11 14:45 | 0.046 | 0.05
2023-02-11 15:00 | 0.0459 | 0.0501
2023-02-11 15:15 | 0.0458 | 0.0499
2023-02-11 15:30 | 0.0455 | 0.0495
2023-02-11 15:45 | 0.0457 | 0.0497
2023-02-11 16:00 | 0.0458 | 0.0497
2023-02-11 16:15 | 0.0456 | 0.0496
2023-02-11 16:30 | 0.0457 | 0.0498
2023-02-11 16:45 | 0.0458 | 0.0498
2023-02-11 17:00 | 0.0455 | 0.0493
2023-02-11 17:15 | 0.0455 | 0.0495
2023-02-11 17:30 | 0.0452 | 0.0493
2023-02-11 17:45 | 0.0451 | 0.0492
2023-02-11 18:00 | 0.0452 | 0.0491
2023-02-11 18:15 | 0.0453 | 0.0491
2023-02-11 18:30 | 0.0453 | 0.0493
2023-02-11 18:45 | 0.0454 | 0.0494
2023-02-11 19:00 | 0.0452 | 0.0491
2023-02-11 19:15 | 0.0451 | 0.049
2023-02-11 19:30 | 0.0453 | 0.9218
2023-02-11 19:45 | 0.0453 | 1.7502
2023-02-11 20:00 | 0.0454 | 1.8732
2023-02-11 20:15 | 0.0455 | 1.1031
2023-02-11 20:30 | 0.0455 | 1.975
2023-02-11 20:45 | 0.0457 | 1.6603
2023-02-11 21:00 | 0.0458 | 1.1679
2023-02-11 21:15 | 0.0455 | 1.8578
2023-02-11 21:30 | 0.046 | 1.9119
2023-02-11 21:45 | 0.0456 | 1.106
2023-02-11 22:00 | 0.0455 | 1.9756
2023-02-11 22:15 | 0.0456 | 1.7371
2023-02-11 22:30 | 0.046 | 0.0254
2023-02-11 22:45 | 0.0462 | 0.0501
2023-02-11 23:00 | 0.0461 | 0.0499
2023-02-11 23:15 | 0.0462 | 0.0504
2023-02-11 23:30 | 0.0464 | 0.0504
2023-02-11 23:45 | 0.0463 | 0.0502
2023-02-12 | 0.046 | 0.0499
2023-02-12 00:15 | 0.046 | 0.05
2023-02-12 00:30 | 0.0461 | 0.0502
2023-02-12 00:45 | 0.046 | 1.0091
2023-02-12 01:00 | 0.0461 | 1.8278
2023-02-12 01:15 | 0.0462 | 1.8127
2023-02-12 01:30 | 0.0462 | 1.4727
2023-02-12 01:45 | 0.0461 | 1.5711
2023-02-12 02:00 | 0.0462 | 1.9373
2023-02-12 02:15 | 0.0463 | 1.9261
2023-02-12 02:30 | 0.0463 | 0.9144
2023-02-12 02:45 | 0.0462 | 1.8575
2023-02-12 03:00 | 0.0462 | 1.8589
2023-02-12 03:15 | 0.0463 | 1.3537
2023-02-12 03:30 | 0.046 | 1.4821
2023-02-12 03:45 | 0.0459 | 1.8559
2023-02-12 04:00 | 0.046 | 0.6827
2023-02-12 04:15 | 0.0461 | 0.0433
2023-02-12 04:30 | 0.046 | 0.0502
2023-02-12 04:45 | 0.046 | 0.0501
2023-02-12 05:00 | 0.0459 | 0.05
2023-02-12 05:15 | 0.0462 | 0.05
2023-02-12 05:30 | 0.0459 | 0.05
2023-02-12 05:45 | 0.0448 | 0.0499
2023-02-12 06:00 | 0.0457 | 0.0499
2023-02-12 06:15 | 0.0458 | 0.0501
2023-02-12 06:30 | 0.0458 | 0.6244
2023-02-12 06:45 | 0.0456 | 1.6756
2023-02-12 07:00 | 0.0457 | 1.8161
2023-02-12 07:15 | 0.0455 | 1.5109
2023-02-12 07:30 | 0.0456 | 0.0298
2023-02-12 07:45 | 0.0454 | 0.0496
2023-02-12 08:00 | 0.0443 | 0.0494
2023-02-12 08:15 | 0.0456 | 0.0497
2023-02-12 08:30 | 0.0457 | 0.0498
2023-02-12 08:45 | 0.0457 | 0.0498
2023-02-12 09:00 | 0.0456 | 0.0498
2023-02-12 09:15 | 0.0459 | 0.0499
2023-02-12 09:30 | 0.0459 | 0.0501
2023-02-12 09:45 | 0.0458 | 0.05
2023-02-12 10:00 | 0.0456 | 0.0498
2023-02-12 10:15 | 0.0455 | 0.0496
2023-02-12 10:30 | 0.0453 | 0.0494
2023-02-12 10:45 | 0.0454 | 0.0496
2023-02-12 11:00 | 0.0454 | 0.0496
2023-02-12 11:15 | 0.0456 | 0.0496
2023-02-12 11:30 | 0.0455 | 0.0496
2023-02-12 11:45 | 0.0457 | 0.0499
2023-02-12 12:00 | 0.0456 | 0.0496
2023-02-12 12:15 | 0.0456 | 0.0496
2023-02-12 12:30 | 0.0458 | 0.0499
2023-02-12 12:45 | 0.0457 | 0.0497
2023-02-12 13:00 | 0.0454 | 0.0495
2023-02-12 13:15 | 0.0446 | 0.0485
2023-02-12 13:30 | 0.045 | 0.049
2023-02-12 13:45 | 0.0448 | 0.0489
2023-02-12 14:00 | 0.0449 | 0.0489
2023-02-12 14:15 | 0.0453 | 0.0493
2023-02-12 14:30 | 0.0456 | 0.0498
2023-02-12 14:45 | 0.0459 | 0.05
2023-02-12 15:00 | 0.0459 | 0.05
2023-02-12 15:15 | 0.0456 | 0.0497
2023-02-12 15:30 | 0.0456 | 0.0496
2023-02-12 15:45 | 0.0447 | 0.0494
2023-02-12 16:00 | 0.0431 | 0.0491
2023-02-12 16:15 | 0.043 | 0.0489
2023-02-12 16:30 | 0.0433 | 0.0487
2023-02-12 16:45 | 0.0438 | 0.0485
2023-02-12 17:00 | 0.0441 | 0.0483
2023-02-12 17:15 | 0.0441 | 0.0481
2023-02-12 17:30 | 0.0443 | 0.0483
2023-02-12 17:45 | 0.0443 | 0.0482
2023-02-12 18:00 | 0.0448 | 0.0489
2023-02-12 18:15 | 0.0451 | 0.0492
2023-02-12 18:30 | 0.0451 | 0.0492
2023-02-12 18:45 | 0.045 | 0.049
2023-02-12 19:00 | 0.0456 | 0.0494
2023-02-12 19:15 | 0.0454 | 0.0493
2023-02-12 19:30 | 0.0455 | 0.0494
2023-02-12 19:45 | 0.0457 | 0.0496
2023-02-12 20:00 | 0.0451 | 0.0495
2023-02-12 20:15 | 0.0449 | 0.049
2023-02-12 20:30 | 0.0449 | 0.0492
2023-02-12 20:45 | 0.0452 | 0.0492
2023-02-12 21:00 | 0.0454 | 0.0495
2023-02-12 21:15 | 0.0456 | 0.0497
2023-02-12 21:30 | 0.0457 | 0.0498
2023-02-12 21:45 | 0.046 | 0.0501
2023-02-12 22:00 | 0.0463 | 0.0504
2023-02-12 22:15 | 0.0461 | 0.0502
2023-02-12 22:30 | 0.0459 | 0.0502
2023-02-12 22:45 | 0.046 | 0.0501
2023-02-12 23:00 | 0.0462 | 0.0504
2023-02-12 23:15 | 0.0465 | 0.0508
2023-02-12 23:30 | 0.0462 | 0.0505
2023-02-12 23:45 | 0.0462 | 0.0504
2023-02-13 | 0.0462 | 0.0504
2023-02-13 00:15 | 0.0461 | 0.0503
2023-02-13 00:30 | 0.0461 | 0.0504
2023-02-13 00:45 | 0.0463 | 0.0506
2023-02-13 01:00 | 0.0463 | 0.0506
2023-02-13 01:15 | 0.0464 | 0.0506
2023-02-13 01:30 | 0.0462 | 0.0507
2023-02-13 01:45 | 0.0462 | 0.0506
2023-02-13 02:00 | 0.0464 | 0.0508
2023-02-13 02:15 | 0.0465 | 0.0508
2023-02-13 02:30 | 0.0466 | 0.0511
2023-02-13 02:45 | 0.0465 | 0.051
2023-02-13 03:00 | 0.0466 | 0.0509
2023-02-13 03:15 | 0.0465 | 0.0508
2023-02-13 03:30 | 0.0465 | 0.0509
2023-02-13 03:45 | 0.0465 | 0.0509
2023-02-13 04:00 | 0.0463 | 0.0508
2023-02-13 04:15 | 0.0464 | 0.0507
2023-02-13 04:30 | 0.0465 | 0.0505
2023-02-13 04:45 | 0.0462 | 0.0504
2023-02-13 05:00 | 0.0459 | 0.0503
2023-02-13 05:15 | 0.0461 | 0.0505
2023-02-13 05:30 | 0.0459 | 0.0502
2023-02-13 05:45 | 0.0459 | 0.0503
2023-02-13 06:00 | 0.0456 | 0.0499
2023-02-13 06:15 | 0.0461 | 0.0504
2023-02-13 06:30 | 1.8332 | 0.05
2023-02-13 06:45 | 1.8919 | 0.0498
2023-02-13 07:00 | 1.8783 | 0.0496
2023-02-13 07:15 | 1.6615 | 0.4071
2023-02-13 07:30 | 1.4858 | 1.4319
2023-02-13 07:45 | 1.6249 | 1.7466
2023-02-13 08:00 | 1.636 | 1.0497
2023-02-13 08:15 | 1.4125 | 2.0255
2023-02-13 08:30 | 1.0184 | 1.73
2023-02-13 08:45 | 1.9172 | 1.0932
2023-02-13 09:00 | 1.7949 | 1.8169
2023-02-13 09:15 | 1.3775 | 1.9048
2023-02-13 09:30 | 1.3572 | 0.931
2023-02-13 09:45 | 1.379 | 1.8348
2023-02-13 10:00 | 1.2348 | 1.9206
2023-02-13 10:15 | 1.1142 | 1.0343
2023-02-13 10:30 | 1.1266 | 1.7871
2023-02-13 10:45 | 0.2403 | 1.9289
2023-02-13 11:00 | 0.0454 | 1.3134
2023-02-13 11:15 | 0.0455 | 1.5554
2023-02-13 11:30 | 0.0454 | 1.9514
2023-02-13 11:45 | 0.0453 | 1.6283
2023-02-13 12:00 | 0.0452 | 1.2879
2023-02-13 12:15 | 0.045 | 1.9415
2023-02-13 12:30 | 0.0451 | 1.898
2023-02-13 12:45 | 0.0451 | 0.9978
2023-02-13 13:00 | 0.0453 | 1.9144
2023-02-13 13:15 | 0.0455 | 1.9577
2023-02-13 13:30 | 0.0453 | 0.9704
2023-02-13 13:45 | 0.0453 | 1.8978
2023-02-13 14:00 | 0.0456 | 1.5335
2023-02-13 14:15 | 0.0457 | 0.0263
2023-02-13 14:30 | 0.0459 | 0.0499
2023-02-13 14:45 | 0.046 | 0.0499
2023-02-13 15:00 | 0.0461 | 0.0502
2023-02-13 15:15 | 0.0461 | 0.0501
2023-02-13 15:30 | 0.0461 | 0.0501
2023-02-13 15:45 | 0.046 | 0.05
2023-02-13 16:00 | 0.0457 | 0.0498
2023-02-13 16:15 | 0.0454 | 0.0495
2023-02-13 16:30 | 0.0454 | 0.0495
2023-02-13 16:45 | 0.0454 | 0.0493
2023-02-13 17:00 | 0.0452 | 0.0492
2023-02-13 17:15 | 0.0449 | 0.0489
2023-02-13 17:30 | 0.0454 | 0.0494
2023-02-13 17:45 | 0.0453 | 0.0492
2023-02-13 18:00 | 0.0453 | 0.0492
2023-02-13 18:15 | 0.045 | 0.049
2023-02-13 18:30 | 0.0448 | 0.0488
2023-02-13 18:45 | 0.0449 | 0.049
2023-02-13 19:00 | 0.045 | 0.049
2023-02-13 19:15 | 0.0451 | 0.0493
2023-02-13 19:30 | 0.0452 | 0.0492
2023-02-13 19:45 | 0.0456 | 0.0497
2023-02-13 20:00 | 0.0455 | 0.0493
2023-02-13 20:15 | 0.0456 | 0.0496
2023-02-13 20:30 | 0.0454 | 0.0495
2023-02-13 20:45 | 0.0454 | 0.0494
2023-02-13 21:00 | 0.0457 | 0.0497
2023-02-13 21:15 | 0.0458 | 0.0499
2023-02-13 21:30 | 0.0459 | 0.05
2023-02-13 21:45 | 0.0459 | 0.05
2023-02-13 22:00 | 0.0463 | 0.0504
2023-02-13 22:15 | 0.0462 | 0.0503
2023-02-13 22:30 | 0.0463 | 0.0505
2023-02-13 22:45 | 0.0463 | 0.0504
2023-02-13 23:00 | 0.0463 | 0.0506
2023-02-13 23:15 | 0.0462 | 0.0503
2023-02-13 23:30 | 0.0465 | 0.0507
2023-02-13 23:45 | 0.0463 | 0.0505
2023-02-14 | 0.0458 | 0.0499
2023-02-14 00:15 | 0.0458 | 0.0499
2023-02-14 00:30 | 0.0458 | 0.05
2023-02-14 00:45 | 0.0458 | 0.0499
2023-02-14 01:00 | 0.0458 | 0.05
2023-02-14 01:15 | 0.0459 | 0.0502
2023-02-14 01:30 | 0.046 | 0.0501
2023-02-14 01:45 | 0.0459 | 0.0502
2023-02-14 02:00 | 0.0459 | 0.0502
2023-02-14 02:15 | 0.0459 | 0.0502
2023-02-14 02:30 | 0.0459 | 0.0502
2023-02-14 02:45 | 0.046 | 0.0501
2023-02-14 03:00 | 0.0458 | 0.0501
2023-02-14 03:15 | 0.0458 | 0.05
2023-02-14 03:30 | 0.0459 | 0.0502
2023-02-14 03:45 | 0.0459 | 0.0501
2023-02-14 04:00 | 0.0458 | 0.05
2023-02-14 04:15 | 0.0459 | 0.05
2023-02-14 04:30 | 0.046 | 0.05
2023-02-14 04:45 | 0.0456 | 0.0499
2023-02-14 05:00 | 0.0458 | 0.0501
2023-02-14 05:15 | 0.0459 | 0.0501
2023-02-14 05:30 | 0.0458 | 0.05
2023-02-14 05:45 | 0.0457 | 0.0499
2023-02-14 06:00 | 0.0456 | 0.0499
2023-02-14 06:15 | 0.0457 | 0.05
2023-02-14 06:30 | 1.8199 | 0.0497
2023-02-14 06:45 | 2.0203 | 0.0495
2023-02-14 07:00 | 1.6248 | 0.0493
2023-02-14 07:15 | 1.294 | 0.4478
2023-02-14 07:30 | 1.1431 | 1.469
2023-02-14 07:45 | 1.25 | 1.7592
2023-02-14 08:00 | 1.3593 | 1.0181
2023-02-14 08:15 | 1.2996 | 1.7609
2023-02-14 08:30 | 1.2377 | 1.7581
2023-02-14 08:45 | 1.2446 | 1.3861
2023-02-14 09:00 | 1.1595 | 2.0148
2023-02-14 09:15 | 1.2679 | 1.9936
2023-02-14 09:30 | 1.042 | 0.9434
2023-02-14 09:45 | 1.0485 | 1.8752
2023-02-14 10:00 | 1.4127 | 1.9316
2023-02-14 10:15 | 0.8719 | 1.1044
2023-02-14 10:30 | 0.0346 | 1.7636
2023-02-14 10:45 | 0.0435 | 1.958
2023-02-14 11:00 | 0.0436 | 1.4872
2023-02-14 11:15 | 0.044 | 1.4236
2023-02-14 11:30 | 0.0447 | 1.9626
2023-02-14 11:45 | 0.0449 | 1.7059
2023-02-14 12:00 | 0.0442 | 0.8776
2023-02-14 12:15 | 0.0447 | 1.6376
2023-02-14 12:30 | 0.045 | 1.4059
2023-02-14 12:45 | 0.0456 | 0.0234
2023-02-14 13:00 | 0.0463 | 0.0503
2023-02-14 13:15 | 0.0462 | 0.0501
2023-02-14 13:30 | 0.0462 | 0.0502
2023-02-14 13:45 | 0.0463 | 0.0503
2023-02-14 14:00 | 0.0464 | 0.0503
2023-02-14 14:15 | 0.0464 | 0.0503
2023-02-14 14:30 | 0.0461 | 0.0501
2023-02-14 14:45 | 0.0462 | 0.0502
2023-02-14 15:00 | 0.0462 | 0.0503
2023-02-14 15:15 | 0.046 | 0.0501
2023-02-14 15:30 | 0.0459 | 0.05
2023-02-14 15:45 | 0.0457 | 0.0498
2023-02-14 16:00 | 0.0456 | 0.0497
2023-02-14 16:15 | 0.0455 | 0.0495
2023-02-14 16:30 | 0.0452 | 0.0492
2023-02-14 16:45 | 0.0451 | 0.049
2023-02-14 17:00 | 0.0449 | 0.0488
2023-02-14 17:15 | 0.0449 | 0.0486
2023-02-14 17:30 | 0.0449 | 0.0487
2023-02-14 17:45 | 0.0452 | 0.0491
2023-02-14 18:00 | 0.0453 | 0.0492
2023-02-14 18:15 | 0.0453 | 0.0492
2023-02-14 18:30 | 0.0455 | 0.0493
2023-02-14 18:45 | 0.0451 | 0.0489
2023-02-14 19:00 | 0.0452 | 0.0491
2023-02-14 19:15 | 0.0455 | 0.0493
2023-02-14 19:30 | 0.0454 | 0.0492
2023-02-14 19:45 | 0.0454 | 0.0493
2023-02-14 20:00 | 0.045 | 0.0488
2023-02-14 20:15 | 0.0452 | 0.0492
2023-02-14 20:30 | 0.0455 | 0.0495
2023-02-14 20:45 | 0.0455 | 0.0495
2023-02-14 21:00 | 0.0453 | 0.0493
2023-02-14 21:15 | 0.0455 | 0.0495
2023-02-14 21:30 | 0.0456 | 0.0495
2023-02-14 21:45 | 0.0453 | 0.0493
2023-02-14 22:00 | 0.0456 | 0.0497
2023-02-14 22:15 | 0.0458 | 0.0498
2023-02-14 22:30 | 0.0459 | 0.05
2023-02-14 22:45 | 0.0459 | 0.05
2023-02-14 23:00 | 0.0459 | 0.05
2023-02-14 23:15 | 0.0462 | 0.0504
2023-02-14 23:30 | 0.0459 | 0.0501
2023-02-14 23:45 | 0.0457 | 0.0497
2023-02-15 | 0.0458 | 0.05
2023-02-15 00:15 | 0.046 | 0.0502
2023-02-15 00:30 | 0.0459 | 0.0501
2023-02-15 00:45 | 0.0461 | 0.0502
2023-02-15 01:00 | 0.046 | 0.0501
2023-02-15 01:15 | 0.0461 | 0.0504
2023-02-15 01:30 | 0.0461 | 0.0504
2023-02-15 01:45 | 0.0461 | 0.0504
2023-02-15 02:00 | 0.0462 | 0.0504
2023-02-15 02:15 | 0.046 | 0.0503
2023-02-15 02:30 | 0.0459 | 0.0501
2023-02-15 02:45 | 0.0461 | 0.0503
2023-02-15 03:00 | 0.0461 | 0.0504
2023-02-15 03:15 | 0.0461 | 0.0502
2023-02-15 03:30 | 0.046 | 0.0503
2023-02-15 03:45 | 0.046 | 0.0504
2023-02-15 04:00 | 0.0461 | 0.0503
2023-02-15 04:15 | 0.0459 | 0.0501
2023-02-15 04:30 | 0.0459 | 0.0502
2023-02-15 04:45 | 0.0459 | 0.0502
2023-02-15 05:00 | 0.0457 | 0.0497
2023-02-15 05:15 | 0.0458 | 0.0499
2023-02-15 05:30 | 0.0457 | 0.0501
2023-02-15 05:45 | 0.0456 | 0.0501
2023-02-15 06:00 | 0.0456 | 0.0499
2023-02-15 06:15 | 0.0455 | 0.0497
2023-02-15 06:30 | 1.8732 | 0.0495
2023-02-15 06:45 | 2.1333 | 0.4177
2023-02-15 07:00 | 2.0702 | 1.6727
2023-02-15 07:15 | 1.5037 | 1.7454
2023-02-15 07:30 | 1.5459 | 1.1102
2023-02-15 07:45 | 1.6962 | 1.8953
2023-02-15 08:00 | 1.3435 | 1.9482
2023-02-15 08:15 | 1.1506 | 1.5448
2023-02-15 08:30 | 1.1765 | 1.2629
2023-02-15 08:45 | 1.3282 | 1.8244
2023-02-15 09:00 | 1.0178 | 1.0951
2023-02-15 09:15 | 1.5093 | 2.0186
2023-02-15 09:30 | 0.3671 | 1.9914
2023-02-15 09:45 | 0.0454 | 1.2716
2023-02-15 10:00 | 0.0454 | 1.5865
2023-02-15 10:15 | 0.045 | 1.937
2023-02-15 10:30 | 0.0447 | 1.6018
2023-02-15 10:45 | 0.0446 | 1.2523
2023-02-15 11:00 | 0.0445 | 1.8829
2023-02-15 11:15 | 0.0448 | 1.8707
2023-02-15 11:30 | 0.0439 | 0.78
2023-02-15 11:45 | 0.0437 | 1.5698
2023-02-15 12:00 | 0.0442 | 1.9235
2023-02-15 12:15 | 0.0448 | 0.9283
2023-02-15 12:30 | 0.0452 | 1.3044
2023-02-15 12:45 | 0.0449 | 1.747
2023-02-15 13:00 | 0.0454 | 0.2411
2023-02-15 13:15 | 0.0457 | 0.0393
2023-02-15 13:30 | 0.0458 | 0.0497
2023-02-15 13:45 | 0.0458 | 0.0497
2023-02-15 14:00 | 0.0457 | 0.0496
2023-02-15 14:15 | 0.0457 | 0.0497
2023-02-15 14:30 | 0.0457 | 0.0497
2023-02-15 14:45 | 0.0458 | 0.0499
2023-02-15 15:00 | 0.0458 | 0.0498
2023-02-15 15:15 | 0.0457 | 0.0496
2023-02-15 15:30 | 0.0456 | 0.0496
2023-02-15 15:45 | 0.0456 | 0.0497
2023-02-15 16:00 | 0.0455 | 0.0497
2023-02-15 16:15 | 0.0453 | 0.0493
2023-02-15 16:30 | 0.0454 | 0.0493
2023-02-15 16:45 | 0.0453 | 0.0493
2023-02-15 17:00 | 0.0451 | 0.049
2023-02-15 17:15 | 0.045 | 0.0489
2023-02-15 17:30 | 0.045 | 0.0489
2023-02-15 17:45 | 0.0449 | 0.0488
2023-02-15 18:00 | 0.0453 | 0.0492
2023-02-15 18:15 | 0.0451 | 0.0489
2023-02-15 18:30 | 0.0451 | 0.049
2023-02-15 18:45 | 0.0452 | 0.0491
2023-02-15 19:00 | 0.045 | 0.0489
2023-02-15 19:15 | 0.0451 | 0.0491
2023-02-15 19:30 | 0.0452 | 0.0492
2023-02-15 19:45 | 0.0448 | 0.0488
2023-02-15 20:00 | 0.0449 | 0.0489
2023-02-15 20:15 | 0.0446 | 0.0484
2023-02-15 20:30 | 0.0448 | 0.0489
2023-02-15 20:45 | 0.045 | 0.0492
2023-02-15 21:00 | 0.0452 | 0.0492
2023-02-15 21:15 | 0.0454 | 0.0492
2023-02-15 21:30 | 0.0456 | 0.0493
2023-02-15 21:45 | 0.0457 | 0.0495
2023-02-15 22:00 | 0.0459 | 0.05
2023-02-15 22:15 | 0.046 | 0.05
2023-02-15 22:30 | 0.0458 | 0.0497
2023-02-15 22:45 | 0.0456 | 0.0495
2023-02-15 23:00 | 0.0459 | 0.05
2023-02-15 23:15 | 0.0461 | 0.0501
2023-02-15 23:30 | 0.0459 | 0.0499
2023-02-15 23:45 | 0.0459 | 0.05
2023-02-16 | 0.0458 | 0.0499
2023-02-16 00:15 | 0.046 | 0.0502
2023-02-16 00:30 | 0.0461 | 0.0503
2023-02-16 00:45 | 0.0461 | 0.0503
2023-02-16 01:00 | 0.0461 | 0.0503
2023-02-16 01:15 | 0.0461 | 0.0503
2023-02-16 01:30 | 0.0462 | 0.0504
2023-02-16 01:45 | 0.0463 | 0.0504
2023-02-16 02:00 | 0.0463 | 0.0506
2023-02-16 02:15 | 0.0464 | 0.0507
2023-02-16 02:30 | 0.0464 | 0.0506
2023-02-16 02:45 | 0.0464 | 0.0505
2023-02-16 03:00 | 0.0464 | 0.0506
2023-02-16 03:15 | 0.0463 | 0.0506
2023-02-16 03:30 | 0.0463 | 0.0507
2023-02-16 03:45 | 0.0464 | 0.0507
2023-02-16 04:00 | 0.0463 | 0.0504
2023-02-16 04:15 | 0.0462 | 0.0503
2023-02-16 04:30 | 0.0461 | 0.0503
2023-02-16 04:45 | 0.0462 | 0.0504
2023-02-16 05:00 | 0.046 | 0.0501
2023-02-16 05:15 | 0.0458 | 0.0501
2023-02-16 05:30 | 0.0455 | 0.0496
2023-02-16 05:45 | 0.0456 | 0.0497
2023-02-16 06:00 | 0.0453 | 0.0493
2023-02-16 06:15 | 0.0459 | 0.0501
2023-02-16 06:30 | 0.0461 | 0.0499
2023-02-16 06:45 | 0.0456 | 0.0498
2023-02-16 07:00 | 0.0453 | 0.0494
2023-02-16 07:15 | 0.0453 | 0.3884
2023-02-16 07:30 | 0.0453 | 1.3148
2023-02-16 07:45 | 0.0456 | 1.5864
2023-02-16 08:00 | 0.0458 | 0.9938
2023-02-16 08:15 | 0.0456 | 1.2025
2023-02-16 08:30 | 0.0453 | 1.6704
2023-02-16 08:45 | 0.0453 | 1.3522
2023-02-16 09:00 | 0.0455 | 0.9693
2023-02-16 09:15 | 0.0453 | 1.6854
2023-02-16 09:30 | 0.0453 | 0.8173
2023-02-16 09:45 | 0.0452 | 1.3498
2023-02-16 10:00 | 0.0452 | 1.8036
2023-02-16 10:15 | 0.0451 | 1.2189
2023-02-16 10:30 | 0.0452 | 1.0392
2023-02-16 10:45 | 0.0453 | 1.7022
2023-02-16 11:00 | 0.0454 | 0.3987
2023-02-16 11:15 | 0.0452 | 0.0317
2023-02-16 11:30 | 0.0451 | 0.049
2023-02-16 11:45 | 0.0452 | 0.0492
2023-02-16 12:00 | 0.0451 | 0.0491
2023-02-16 12:15 | 0.045 | 0.049
2023-02-16 12:30 | 0.0448 | 0.0487
2023-02-16 12:45 | 0.0448 | 0.0488
2023-02-16 13:00 | 0.045 | 0.0488
2023-02-16 13:15 | 0.045 | 0.049
2023-02-16 13:30 | 0.0449 | 0.049
2023-02-16 13:45 | 0.0454 | 0.049
2023-02-16 14:00 | 0.0454 | 0.0493
2023-02-16 14:15 | 0.0458 | 0.0497
2023-02-16 14:30 | 0.0456 | 0.0496
2023-02-16 14:45 | 0.0452 | 0.0493
2023-02-16 15:00 | 0.0451 | 0.0492
2023-02-16 15:15 | 0.045 | 0.0491
2023-02-16 15:30 | 0.0452 | 0.0494
2023-02-16 15:45 | 0.0451 | 0.0492
2023-02-16 16:00 | 0.045 | 0.0491
2023-02-16 16:15 | 0.0452 | 0.0492
2023-02-16 16:30 | 0.0457 | 0.0498
2023-02-16 16:45 | 0.0458 | 0.0499
2023-02-16 17:00 | 0.0453 | 0.0493
2023-02-16 17:15 | 0.0448 | 0.0489
2023-02-16 17:30 | 0.0447 | 0.0488
2023-02-16 17:45 | 0.0445 | 0.0485
2023-02-16 18:00 | 0.0447 | 0.0486
2023-02-16 18:15 | 0.0446 | 0.0485
2023-02-16 18:30 | 0.0448 | 0.0487
2023-02-16 18:45 | 0.0449 | 0.0488
2023-02-16 19:00 | 0.0447 | 0.0488
2023-02-16 19:15 | 0.0448 | 0.0489
2023-02-16 19:30 | 0.0448 | 0.049
2023-02-16 19:45 | 0.0445 | 0.0488
2023-02-16 20:00 | 0.0446 | 0.0489
2023-02-16 20:15 | 0.0448 | 0.0489
2023-02-16 20:30 | 0.0452 | 0.0492
2023-02-16 20:45 | 0.0454 | 0.0491
2023-02-16 21:00 | 0.0457 | 0.0492
2023-02-16 21:15 | 0.0459 | 0.0493
2023-02-16 21:30 | 0.0457 | 0.0498
2023-02-16 21:45 | 0.0452 | 0.0492
2023-02-16 22:00 | 0.0453 | 0.0494
2023-02-16 22:15 | 0.0455 | 0.0495
2023-02-16 22:30 | 0.0456 | 0.0497
2023-02-16 22:45 | 0.0455 | 0.0497
2023-02-16 23:00 | 0.0456 | 0.0499
2023-02-16 23:15 | 0.0455 | 0.0496
2023-02-16 23:30 | 0.0458 | 0.0498
2023-02-16 23:45 | 0.0458 | 0.05
2023-02-17 | 0.0457 | 0.05
2023-02-17 00:15 | 0.0459 | 0.0501
2023-02-17 00:30 | 0.046 | 0.0502
2023-02-17 00:45 | 0.0461 | 0.0504
2023-02-17 01:00 | 0.0461 | 0.0505
2023-02-17 01:15 | 0.0462 | 0.0505
2023-02-17 01:30 | 0.0463 | 0.0506
2023-02-17 01:45 | 0.0464 | 0.0508
2023-02-17 02:00 | 0.046 | 0.0503
2023-02-17 02:15 | 0.0457 | 0.05
2023-02-17 02:30 | 0.0457 | 0.0499
2023-02-17 02:45 | 0.0459 | 0.05
2023-02-17 03:00 | 0.0457 | 0.05
2023-02-17 03:15 | 0.0457 | 0.3973
2023-02-17 03:30 | 0.0457 | 1.3297
2023-02-17 03:45 | 0.0457 | 1.5933
2023-02-17 04:00 | 0.0456 | 0.9894
2023-02-17 04:15 | 0.0455 | 1.1903
2023-02-17 04:30 | 0.0453 | 1.6252
2023-02-17 04:45 | 0.0455 | 1.3334
2023-02-17 05:00 | 0.0455 | 0.9488
2023-02-17 05:15 | 0.0458 | 1.621
2023-02-17 05:30 | 0.0455 | 1.5626
2023-02-17 05:45 | 0.0455 | 0.8422
2023-02-17 06:00 | 0.0455 | 1.5302
2023-02-17 06:15 | 0.0458 | 1.7948
2023-02-17 06:30 | 0.0457 | 0.7523
2023-02-17 06:45 | 0.0455 | 1.3965
2023-02-17 07:00 | 0.0454 | 1.7385
2023-02-17 07:15 | 0.0453 | 1.0534
2023-02-17 07:30 | 0.0452 | 1.1923
2023-02-17 07:45 | 0.045 | 1.5732
2023-02-17 08:00 | 0.045 | 0.7996
2023-02-17 08:15 | 0.045 | 1.5292
2023-02-17 08:30 | 0.0448 | 1.8396
2023-02-17 08:45 | 0.0448 | 0.9558
2023-02-17 09:00 | 0.0449 | 1.27
2023-02-17 09:15 | 0.0448 | 1.6154
2023-02-17 09:30 | 0.0449 | 1.264
2023-02-17 09:45 | 0.0447 | 1.0304
2023-02-17 10:00 | 0.0446 | 1.5888
2023-02-17 10:15 | 0.0445 | 1.5583
2023-02-17 10:30 | 0.0445 | 0.866
2023-02-17 10:45 | 0.0446 | 1.5377
2023-02-17 11:00 | 0.045 | 1.8113
2023-02-17 11:15 | 0.0434 | 0.7518
2023-02-17 11:30 | 0.0438 | 1.3723
2023-02-17 11:45 | 0.0444 | 1.7366
2023-02-17 12:00 | 0.0447 | 1.0352
2023-02-17 12:15 | 0.044 | 1.1468
2023-02-17 12:30 | 0.044 | 1.6699
2023-02-17 12:45 | 0.0441 | 1.3666
2023-02-17 13:00 | 0.0443 | 0.8488
2023-02-17 13:15 | 0.0449 | 0.3629
2023-02-17 13:30 | 0.0452 | 0.0345
2023-02-17 13:45 | 0.0453 | 0.0494
2023-02-17 14:00 | 0.0453 | 0.0492
2023-02-17 14:15 | 0.0455 | 0.0495
2023-02-17 14:30 | 0.0454 | 0.0494
2023-02-17 14:45 | 0.0457 | 0.0498
2023-02-17 15:00 | 0.0455 | 0.0495
2023-02-17 15:15 | 0.0449 | 0.0488
2023-02-17 15:30 | 0.0447 | 0.0488
2023-02-17 15:45 | 0.0451 | 0.0487
2023-02-17 16:00 | 0.0451 | 0.0489
2023-02-17 16:15 | 0.0447 | 0.0487
2023-02-17 16:30 | 0.0447 | 0.0488
2023-02-17 16:45 | 0.0445 | 0.0486
2023-02-17 17:00 | 0.0445 | 0.0486
2023-02-17 17:15 | 0.0444 | 0.0485
2023-02-17 17:30 | 0.0445 | 0.0485
2023-02-17 17:45 | 0.0453 | 0.0493
2023-02-17 18:00 | 0.0451 | 0.0492
2023-02-17 18:15 | 0.0448 | 0.0489
2023-02-17 18:30 | 0.0451 | 0.049
2023-02-17 18:45 | 0.0447 | 0.0487
2023-02-17 19:00 | 0.0449 | 0.0489
2023-02-17 19:15 | 0.0449 | 0.049
2023-02-17 19:30 | 0.0448 | 0.0488
2023-02-17 19:45 | 0.0448 | 0.0488
2023-02-17 20:00 | 0.045 | 0.049
2023-02-17 20:15 | 0.045 | 0.0491
2023-02-17 20:30 | 0.0451 | 0.0493
2023-02-17 20:45 | 0.045 | 0.0491
2023-02-17 21:00 | 0.0451 | 0.0491
2023-02-17 21:15 | 0.0451 | 0.0492
2023-02-17 21:30 | 0.0448 | 0.0489
2023-02-17 21:45 | 0.0452 | 0.0492
2023-02-17 22:00 | 0.0453 | 0.0493
2023-02-17 22:15 | 0.0455 | 0.0497
2023-02-17 22:30 | 0.0456 | 0.0498
2023-02-17 22:45 | 0.0458 | 0.0499
2023-02-17 23:00 | 0.0461 | 0.0501
2023-02-17 23:15 | 0.046 | 0.0503
2023-02-17 23:30 | 0.0461 | 0.0503
2023-02-17 23:45 | 0.0461 | 0.0504
2023-02-18 | 0.0462 | 0.1282
2023-02-18 00:15 | 0.046 | 1.2007
2023-02-18 00:30 | 0.046 | 1.5817
2023-02-18 00:45 | 0.0461 | 1.6318
2023-02-18 01:00 | 0.0463 | 1.6646
2023-02-18 01:15 | 0.0462 | 0.7623
2023-02-18 01:30 | 0.0462 | 1.738
2023-02-18 01:45 | 0.0461 | 1.7228
2023-02-18 02:00 | 0.0462 | 1.7975
2023-02-18 02:15 | 0.0462 | 0.7413
2023-02-18 02:30 | 0.0461 | 1.7422
2023-02-18 02:45 | 0.0461 | 1.7325
2023-02-18 03:00 | 0.0461 | 1.7499
2023-02-18 03:15 | 0.0461 | 1.3992
2023-02-18 03:30 | 0.0463 | 1.1267
2023-02-18 03:45 | 0.0461 | 1.6148
2023-02-18 04:00 | 0.046 | 1.6211
2023-02-18 04:15 | 0.0461 | 1.6198
2023-02-18 04:30 | 0.046 | 1.627
2023-02-18 04:45 | 0.046 | 1.6377
2023-02-18 05:00 | 0.046 | 1.6491
2023-02-18 05:15 | 0.0459 | 1.65
2023-02-18 05:30 | 0.0458 | 0.7768
2023-02-18 05:45 | 0.0457 | 1.7462
2023-02-18 06:00 | 0.0455 | 1.7375
2023-02-18 06:15 | 0.0457 | 1.4005
2023-02-18 06:30 | 1.8642 | 0.0312
2023-02-18 06:45 | 3.0754 | 0.0492
2023-02-18 07:00 | 2.903 | 0.0491
2023-02-18 07:15 | 2.6273 | 0.0491
2023-02-18 07:30 | 2.5005 | 0.049
2023-02-18 07:45 | 2.3443 | 0.049
2023-02-18 08:00 | 2.371 | 0.049
2023-02-18 08:15 | 2.2947 | 0.0489
2023-02-18 08:30 | 1.5301 | 0.0493
2023-02-18 08:45 | 2.5227 | 0.0491
2023-02-18 09:00 | 2.2751 | 0.0489
2023-02-18 09:15 | 0.363 | 0.0495
2023-02-18 09:30 | 0.0455 | 0.0496
2023-02-18 09:45 | 0.0456 | 0.0497
2023-02-18 10:00 | 0.0456 | 0.0496
2023-02-18 10:15 | 0.0456 | 0.0494
2023-02-18 10:30 | 0.0457 | 0.0496
2023-02-18 10:45 | 0.0454 | 0.0494
2023-02-18 11:00 | 0.0455 | 0.0495
2023-02-18 11:15 | 0.0457 | 0.0496
2023-02-18 11:30 | 0.0457 | 0.0496
2023-02-18 11:45 | 0.0456 | 0.0496
2023-02-18 12:00 | 0.0456 | 0.0495
2023-02-18 12:15 | 0.0456 | 0.0496
2023-02-18 12:30 | 0.0456 | 0.0494
2023-02-18 12:45 | 0.0457 | 0.0495
2023-02-18 13:00 | 0.0456 | 0.0495
2023-02-18 13:15 | 0.0459 | 0.05
2023-02-18 13:30 | 0.0459 | 0.0498
2023-02-18 13:45 | 0.0458 | 0.0497
2023-02-18 14:00 | 0.0459 | 0.0498
2023-02-18 14:15 | 0.0461 | 0.0501
2023-02-18 14:30 | 0.0459 | 0.0498
2023-02-18 14:45 | 0.0458 | 0.2085
2023-02-18 15:00 | 0.0456 | 1.2732
2023-02-18 15:15 | 0.0455 | 1.5572
2023-02-18 15:30 | 0.0455 | 1.2754
2023-02-18 15:45 | 0.0454 | 0.8428
2023-02-18 16:00 | 0.0453 | 1.548
2023-02-18 16:15 | 0.0451 | 0.8304
2023-02-18 16:30 | 0.0449 | 1.2134
2023-02-18 16:45 | 0.0445 | 1.5756
2023-02-18 17:00 | 0.0456 | 1.161
2023-02-18 17:15 | 0.0452 | 0.9551
2023-02-18 17:30 | 0.045 | 1.5639
2023-02-18 17:45 | 0.045 | 1.3549
2023-02-18 18:00 | 0.0449 | 0.8494
2023-02-18 18:15 | 0.045 | 1.4749
2023-02-18 18:30 | 0.0451 | 1.6058
2023-02-18 18:45 | 0.0455 | 0.734
2023-02-18 19:00 | 0.0452 | 1.3268
2023-02-18 19:15 | 0.0453 | 1.5761
2023-02-18 19:30 | 0.0453 | 0.9937
2023-02-18 19:45 | 0.0453 | 1.0958
2023-02-18 20:00 | 0.0448 | 1.5681
2023-02-18 20:15 | 0.0446 | 1.3131
2023-02-18 20:30 | 0.0449 | 0.2114
2023-02-18 20:45 | 0.0452 | 0.0473
2023-02-18 21:00 | 0.0452 | 0.0488
2023-02-18 21:15 | 0.0454 | 0.0492
2023-02-18 21:30 | 0.0458 | 0.0497
2023-02-18 21:45 | 0.0459 | 0.0497
2023-02-18 22:00 | 0.046 | 0.0498
2023-02-18 22:15 | 0.0458 | 0.0499
2023-02-18 22:30 | 0.0458 | 0.0497
2023-02-18 22:45 | 0.0458 | 0.1022
2023-02-18 23:00 | 0.0459 | 1.2218
2023-02-18 23:15 | 0.046 | 1.5953
2023-02-18 23:30 | 0.0459 | 1.3581
2023-02-18 23:45 | 0.046 | 1.1592
2023-02-19 | 0.0464 | 1.6595
2023-02-19 00:15 | 0.0463 | 1.7521
2023-02-19 00:30 | 0.0465 | 0.8252
2023-02-19 00:45 | 0.0463 | 1.6793
2023-02-19 01:00 | 0.0464 | 1.3332
2023-02-19 01:15 | 0.0459 | 1.2039
2023-02-19 01:30 | 0.0459 | 1.7491
2023-02-19 01:45 | 0.0459 | 1.8044
2023-02-19 02:00 | 0.046 | 0.8574
2023-02-19 02:15 | 0.0459 | 1.6835
2023-02-19 02:30 | 0.0459 | 1.6768
2023-02-19 02:45 | 0.046 | 0.9264
2023-02-19 03:00 | 0.046 | 1.6393
2023-02-19 03:15 | 0.046 | 1.6757
2023-02-19 03:30 | 0.046 | 1.2161
2023-02-19 03:45 | 0.046 | 1.3413
2023-02-19 04:00 | 0.0459 | 1.6757
2023-02-19 04:15 | 0.0459 | 1.4728
2023-02-19 04:30 | 0.0459 | 1.0683
2023-02-19 04:45 | 0.0458 | 1.6795
2023-02-19 05:00 | 0.0457 | 1.6714
2023-02-19 05:15 | 0.0458 | 1.1676
2023-02-19 05:30 | 0.0456 | 1.3854
2023-02-19 05:45 | 0.0455 | 1.6721
2023-02-19 06:00 | 0.0455 | 1.4437
2023-02-19 06:15 | 0.0457 | 0.2549
2023-02-19 06:30 | 2.1589 | 0.0479
2023-02-19 06:45 | 2.5041 | 0.0492
2023-02-19 07:00 | 2.4995 | 0.049
2023-02-19 07:15 | 2.0416 | 0.0491
2023-02-19 07:30 | 1.3302 | 0.0492
2023-02-19 07:45 | 2.408 | 0.049
2023-02-19 08:00 | 2.3078 | 0.0489
2023-02-19 08:15 | 1.8603 | 0.049
2023-02-19 08:30 | 1.8383 | 0.049
2023-02-19 08:45 | 1.7632 | 0.0491
2023-02-19 09:00 | 1.4386 | 0.0491
2023-02-19 09:15 | 1.2512 | 0.0491
2023-02-19 09:30 | 0.0359 | 0.0494
2023-02-19 09:45 | 0.0455 | 0.0494
2023-02-19 10:00 | 0.0453 | 0.0493
2023-02-19 10:15 | 0.0453 | 0.0494
2023-02-19 10:30 | 0.0448 | 0.0488
2023-02-19 10:45 | 0.0448 | 0.0488
2023-02-19 11:00 | 0.0453 | 0.0493
2023-02-19 11:15 | 0.045 | 0.049
2023-02-19 11:30 | 0.0448 | 0.0488
2023-02-19 11:45 | 0.045 | 0.0489
2023-02-19 12:00 | 0.0446 | 0.0487
2023-02-19 12:15 | 0.0444 | 0.0482
2023-02-19 12:30 | 0.0443 | 0.0481
2023-02-19 12:45 | 0.0444 | 0.0482
2023-02-19 13:00 | 0.0444 | 0.0484
2023-02-19 13:15 | 0.0447 | 0.0486
2023-02-19 13:30 | 0.0448 | 0.0489
2023-02-19 13:45 | 0.0446 | 0.0486
2023-02-19 14:00 | 0.0445 | 0.0484
2023-02-19 14:15 | 0.0447 | 0.0488
2023-02-19 14:30 | 0.0447 | 0.0487
2023-02-19 14:45 | 0.0445 | 0.0485
2023-02-19 15:00 | 0.045 | 0.0491
2023-02-19 15:15 | 0.0455 | 0.0496
2023-02-19 15:30 | 0.0455 | 0.0495
2023-02-19 15:45 | 0.0455 | 0.0495
2023-02-19 16:00 | 0.0455 | 0.0495
2023-02-19 16:15 | 0.0454 | 0.0495
2023-02-19 16:30 | 0.0454 | 0.0494
2023-02-19 16:45 | 0.0452 | 0.0493
2023-02-19 17:00 | 0.0452 | 0.0492
2023-02-19 17:15 | 0.045 | 0.0488
2023-02-19 17:30 | 0.0446 | 0.0486
2023-02-19 17:45 | 0.0445 | 0.0484
2023-02-19 18:00 | 0.0445 | 0.0484
2023-02-19 18:15 | 0.0445 | 0.0483
2023-02-19 18:30 | 0.0446 | 0.0483
2023-02-19 18:45 | 0.0447 | 0.0485
2023-02-19 19:00 | 0.0447 | 0.0486
2023-02-19 19:15 | 0.0448 | 0.0486
2023-02-19 19:30 | 0.0448 | 0.0487
2023-02-19 19:45 | 0.045 | 0.0487
2023-02-19 20:00 | 0.0451 | 0.049
2023-02-19 20:15 | 0.0451 | 0.049
2023-02-19 20:30 | 0.0449 | 0.0487
2023-02-19 20:45 | 0.0453 | 0.0494
2023-02-19 21:00 | 0.0454 | 0.0493
2023-02-19 21:15 | 0.0456 | 0.0496
2023-02-19 21:30 | 0.0457 | 0.0496
2023-02-19 21:45 | 0.0459 | 0.0498
2023-02-19 22:00 | 0.0457 | 0.0497
2023-02-19 22:15 | 0.0458 | 0.0497
2023-02-19 22:30 | 0.046 | 0.05
2023-02-19 22:45 | 0.0462 | 0.0503
2023-02-19 23:00 | 0.0461 | 0.0502
2023-02-19 23:15 | 0.0459 | 0.05
2023-02-19 23:30 | 0.0457 | 0.0498
2023-02-19 23:45 | 0.0458 | 0.0499
2023-02-20 | 0.0458 | 0.0499
2023-02-20 00:15 | 0.0458 | 0.0499
2023-02-20 00:30 | 0.046 | 0.0501
2023-02-20 00:45 | 0.0459 | 0.05
2023-02-20 01:00 | 0.0459 | 0.0502
2023-02-20 01:15 | 0.0461 | 0.0502
2023-02-20 01:30 | 0.0459 | 0.0501
2023-02-20 01:45 | 0.046 | 0.0501
2023-02-20 02:00 | 0.0461 | 0.0503
2023-02-20 02:15 | 0.046 | 0.0502
2023-02-20 02:30 | 0.0459 | 0.0501
2023-02-20 02:45 | 0.046 | 0.0502
2023-02-20 03:00 | 0.046 | 0.0502
2023-02-20 03:15 | 0.046 | 0.0502
2023-02-20 03:30 | 0.046 | 0.0502
2023-02-20 03:45 | 0.046 | 0.0502
2023-02-20 04:00 | 0.0459 | 0.0502
2023-02-20 04:15 | 0.046 | 0.0501
2023-02-20 04:30 | 0.0459 | 0.0501
2023-02-20 04:45 | 0.0458 | 0.0501
2023-02-20 05:00 | 0.0456 | 0.0499
2023-02-20 05:15 | 0.0457 | 0.0499
2023-02-20 05:30 | 0.0455 | 0.0498
2023-02-20 05:45 | 0.0455 | 0.0497
2023-02-20 06:00 | 0.045 | 0.0497
2023-02-20 06:15 | 0.0448 | 0.0495
2023-02-20 06:30 | 1.1307 | 0.0495
2023-02-20 06:45 | 1.074 | 0.0493
2023-02-20 07:00 | 1.1317 | 0.0495
2023-02-20 07:15 | 1.1679 | 0.4318
2023-02-20 07:30 | 1.1136 | 1.3072
2023-02-20 07:45 | 1.1166 | 1.5218
2023-02-20 08:00 | 1.119 | 0.91
2023-02-20 08:15 | 1.1194 | 1.1655
2023-02-20 08:30 | 1.0609 | 1.4076
2023-02-20 08:45 | 1.0489 | 0.7599
2023-02-20 09:00 | 0.9126 | 1.4335
2023-02-20 09:15 | 0.3531 | 1.6617
2023-02-20 09:30 | 0.0451 | 0.8096
2023-02-20 09:45 | 0.0449 | 1.3017
2023-02-20 10:00 | 0.0447 | 1.6503
2023-02-20 10:15 | 0.0432 | 1.1129
2023-02-20 10:30 | 0.0434 | 1.0909
2023-02-20 10:45 | 0.0444 | 1.5039
2023-02-20 11:00 | 0.0448 | 1.414
2023-02-20 11:15 | 0.045 | 0.8032
2023-02-20 11:30 | 0.0447 | 1.493
2023-02-20 11:45 | 0.043 | 1.5821
2023-02-20 12:00 | 0.0432 | 0.8321
2023-02-20 12:15 | 0.0436 | 1.396
2023-02-20 12:30 | 0.0441 | 1.6713
2023-02-20 12:45 | 0.045 | 0.9297
2023-02-20 13:00 | 0.0453 | 0.9561
2023-02-20 13:15 | 0.0454 | 0.0163
2023-02-20 13:30 | 0.0455 | 0.0472
2023-02-20 13:45 | 0.0444 | 0.0493
2023-02-20 14:00 | 0.0442 | 0.0489
2023-02-20 14:15 | 0.0452 | 0.0493
2023-02-20 14:30 | 0.0454 | 0.0494
2023-02-20 14:45 | 0.0453 | 0.0494
2023-02-20 15:00 | 0.0454 | 0.0495
2023-02-20 15:15 | 0.0452 | 0.0491
2023-02-20 15:30 | 0.0449 | 0.0489
2023-02-20 15:45 | 0.0448 | 0.0488
2023-02-20 16:00 | 0.0448 | 0.0487
2023-02-20 16:15 | 0.0447 | 0.0486
2023-02-20 16:30 | 0.0447 | 0.0487
2023-02-20 16:45 | 0.0446 | 0.0486
2023-02-20 17:00 | 0.0446 | 0.0484
2023-02-20 17:15 | 0.0446 | 0.0484
2023-02-20 17:30 | 0.0446 | 0.0482
2023-02-20 17:45 | 0.0444 | 0.0483
2023-02-20 18:00 | 0.0443 | 0.0482
2023-02-20 18:15 | 0.0443 | 0.0481
2023-02-20 18:30 | 0.0442 | 0.048
2023-02-20 18:45 | 0.0445 | 0.0485
2023-02-20 19:00 | 0.0446 | 0.0484
2023-02-20 19:15 | 0.0444 | 0.0484
2023-02-20 19:30 | 0.0446 | 0.0485
2023-02-20 19:45 | 0.0447 | 0.0486
2023-02-20 20:00 | 0.0449 | 0.0487
2023-02-20 20:15 | 0.0449 | 0.0488
2023-02-20 20:30 | 0.0449 | 0.0488
2023-02-20 20:45 | 0.0448 | 0.0487
2023-02-20 21:00 | 0.045 | 0.0487
2023-02-20 21:15 | 0.0452 | 0.049
2023-02-20 21:30 | 0.0454 | 0.0491
2023-02-20 21:45 | 0.0455 | 0.0494
2023-02-20 22:00 | 0.0455 | 0.0494
2023-02-20 22:15 | 0.0456 | 0.0495
2023-02-20 22:30 | 0.0457 | 0.0496
2023-02-20 22:45 | 0.0457 | 0.0497
2023-02-20 23:00 | 0.0459 | 0.0499
2023-02-20 23:15 | 0.0459 | 0.0499
2023-02-20 23:30 | 0.0459 | 0.0498
2023-02-20 23:45 | 0.0458 | 0.0499
2023-02-21 | 0.0459 | 0.05
2023-02-21 00:15 | 0.046 | 0.05
2023-02-21 00:30 | 0.0462 | 0.0503
2023-02-21 00:45 | 0.0461 | 0.0502
2023-02-21 01:00 | 0.0461 | 0.0503
2023-02-21 01:15 | 0.0462 | 0.0503
2023-02-21 01:30 | 0.0462 | 0.0505
2023-02-21 01:45 | 0.0462 | 0.0504
2023-02-21 02:00 | 0.0461 | 0.0504
2023-02-21 02:15 | 0.0461 | 0.0503
2023-02-21 02:30 | 0.0463 | 0.0505
2023-02-21 02:45 | 0.0461 | 0.0503
2023-02-21 03:00 | 0.046 | 0.0502
2023-02-21 03:15 | 0.0461 | 0.0503
2023-02-21 03:30 | 0.0461 | 0.0503
2023-02-21 03:45 | 0.0462 | 0.0503
2023-02-21 04:00 | 0.0461 | 0.0503
2023-02-21 04:15 | 0.046 | 0.0502
2023-02-21 04:30 | 0.046 | 0.0501
2023-02-21 04:45 | 0.046 | 0.0501
2023-02-21 05:00 | 0.0459 | 0.0501
2023-02-21 05:15 | 0.046 | 0.0497
2023-02-21 05:30 | 0.0457 | 0.0498
2023-02-21 05:45 | 0.0458 | 0.0501
2023-02-21 06:00 | 0.0454 | 0.0497
2023-02-21 06:15 | 0.0456 | 0.0498
2023-02-21 06:30 | 0.0453 | 0.0496
2023-02-21 06:45 | 0.045 | 0.0492
2023-02-21 07:00 | 0.045 | 0.0491
2023-02-21 07:15 | 0.045 | 0.4789
2023-02-21 07:30 | 0.0443 | 1.2883
2023-02-21 07:45 | 0.0444 | 1.4579
2023-02-21 08:00 | 0.0445 | 0.7791
2023-02-21 08:15 | 0.0445 | 1.1269
2023-02-21 08:30 | 0.0447 | 1.4906
2023-02-21 08:45 | 0.0447 | 1.0331
2023-02-21 09:00 | 0.0448 | 1.3488
2023-02-21 09:15 | 0.0449 | 1.5979
2023-02-21 09:30 | 0.045 | 0.8068
2023-02-21 09:45 | 0.0448 | 1.6319
2023-02-21 10:00 | 0.0449 | 1.6408
2023-02-21 10:15 | 0.0448 | 0.9129
2023-02-21 10:30 | 0.045 | 1.551
2023-02-21 10:45 | 0.0448 | 1.6307
2023-02-21 11:00 | 0.0443 | 1.2434
2023-02-21 11:15 | 0.0446 | 1.2592
2023-02-21 11:30 | 0.0447 | 1.6295
2023-02-21 11:45 | 0.0448 | 1.486
2023-02-21 12:00 | 0.0448 | 1.0444
2023-02-21 12:15 | 0.0444 | 1.6425
2023-02-21 12:30 | 0.0445 | 1.7137
2023-02-21 12:45 | 0.0447 | 0.8234
2023-02-21 13:00 | 0.0449 | 1.6638
2023-02-21 13:15 | 0.0448 | 1.6791
2023-02-21 13:30 | 0.0446 | 0.9213
2023-02-21 13:45 | 0.0446 | 1.5035
2023-02-21 14:00 | 0.0445 | 1.5513
2023-02-21 14:15 | 0.0446 | 1.1996
2023-02-21 14:30 | 0.0444 | 1.2428
2023-02-21 14:45 | 0.0446 | 0.499
2023-02-21 15:00 | 0.0447 | 0.0409
2023-02-21 15:15 | 0.0451 | 0.0485
2023-02-21 15:30 | 0.0452 | 0.0485
2023-02-21 15:45 | 0.045 | 0.0488
2023-02-21 16:00 | 0.0447 | 0.0487
2023-02-21 16:15 | 0.0445 | 0.0485
2023-02-21 16:30 | 0.0446 | 0.0485
2023-02-21 16:45 | 0.0449 | 0.0486
2023-02-21 17:00 | 0.0447 | 0.0484
2023-02-21 17:15 | 0.0453 | 0.0489
2023-02-21 17:30 | 0.0451 | 0.0489
2023-02-21 17:45 | 0.0449 | 0.0488
2023-02-21 18:00 | 0.0451 | 0.049
2023-02-21 18:15 | 0.045 | 0.0489
2023-02-21 18:30 | 0.0451 | 0.0491
2023-02-21 18:45 | 0.0449 | 0.0489
2023-02-21 19:00 | 0.0449 | 0.049
2023-02-21 19:15 | 0.0449 | 0.049
2023-02-21 19:30 | 0.0448 | 0.0489
2023-02-21 19:45 | 0.045 | 0.0493
2023-02-21 20:00 | 0.045 | 0.0492
2023-02-21 20:15 | 0.045 | 0.0493
2023-02-21 20:30 | 0.0451 | 0.0494
2023-02-21 20:45 | 0.0453 | 0.0494
2023-02-21 21:00 | 0.0454 | 0.0496
2023-02-21 21:15 | 0.0447 | 0.0489
2023-02-21 21:30 | 0.0448 | 0.049
2023-02-21 21:45 | 0.045 | 0.0492
2023-02-21 22:00 | 0.045 | 0.0491
2023-02-21 22:15 | 0.045 | 0.0492
2023-02-21 22:30 | 0.0449 | 0.0491
2023-02-21 22:45 | 0.0451 | 0.0492
2023-02-21 23:00 | 0.0454 | 0.0495
2023-02-21 23:15 | 0.0456 | 0.0498
2023-02-21 23:30 | 0.0454 | 0.0497
2023-02-21 23:45 | 0.0457 | 0.05
2023-02-22 | 0.0456 | 0.0499
2023-02-22 00:15 | 0.0455 | 0.0499
2023-02-22 00:30 | 0.0456 | 0.0501
2023-02-22 00:45 | 0.0457 | 0.0502
2023-02-22 01:00 | 0.0459 | 0.0503
2023-02-22 01:15 | 0.0459 | 0.0502
2023-02-22 01:30 | 0.0459 | 0.0503
2023-02-22 01:45 | 0.046 | 0.0503
2023-02-22 02:00 | 0.046 | 0.0504
2023-02-22 02:15 | 0.0459 | 0.0503
2023-02-22 02:30 | 0.046 | 0.0504
2023-02-22 02:45 | 0.046 | 0.0504
2023-02-22 03:00 | 0.0459 | 0.0504
2023-02-22 03:15 | 0.046 | 0.0503
2023-02-22 03:30 | 0.0459 | 0.0503
2023-02-22 03:45 | 0.0458 | 0.0502
2023-02-22 04:00 | 0.0459 | 0.0503
2023-02-22 04:15 | 0.046 | 0.0503
2023-02-22 04:30 | 0.0458 | 0.0501
2023-02-22 04:45 | 0.0457 | 0.0499
2023-02-22 05:00 | 0.0455 | 0.0498
2023-02-22 05:15 | 0.0452 | 0.0494
2023-02-22 05:30 | 0.0455 | 0.0498
2023-02-22 05:45 | 0.0453 | 0.0497
2023-02-22 06:00 | 0.0451 | 0.0496
2023-02-22 06:15 | 0.045 | 0.0492
2023-02-22 06:30 | 2.0344 | 0.0489
2023-02-22 06:45 | 2.2819 | 0.049
2023-02-22 07:00 | 2.2857 | 0.049
2023-02-22 07:15 | 1.8701 | 0.8813
2023-02-22 07:30 | 1.9058 | 1.8437
2023-02-22 07:45 | 1.2258 | 1.7436
2023-02-22 08:00 | 2.1478 | 0.873
2023-02-22 08:15 | 2.002 | 1.5702
2023-02-22 08:30 | 1.5889 | 1.4219
2023-02-22 08:45 | 1.4657 | 1.0304
2023-02-22 09:00 | 1.6253 | 1.608
2023-02-22 09:15 | 1.4176 | 1.6868
2023-02-22 09:30 | 1.1468 | 0.7806
2023-02-22 09:45 | 1.3096 | 1.3012
2023-02-22 10:00 | 0.8395 | 1.517
2023-02-22 10:15 | 0.0442 | 1.0254
2023-02-22 10:30 | 0.045 | 1.0116
2023-02-22 10:45 | 0.0451 | 1.4932
2023-02-22 11:00 | 0.045 | 1.3169
2023-02-22 11:15 | 0.0433 | 0.7941
2023-02-22 11:30 | 0.043 | 1.4062
2023-02-22 11:45 | 0.0432 | 1.412
2023-02-22 12:00 | 0.0435 | 0.7443
2023-02-22 12:15 | 0.0446 | 1.3098
2023-02-22 12:30 | 0.0451 | 1.4459
2023-02-22 12:45 | 0.0434 | 0.8933
2023-02-22 13:00 | 0.0441 | 1.1461
2023-02-22 13:15 | 0.0443 | 1.4477
2023-02-22 13:30 | 0.0446 | 1.1518
2023-02-22 13:45 | 0.0455 | 0.8906
2023-02-22 14:00 | 0.0455 | 1.4381
2023-02-22 14:15 | 0.0455 | 1.2667
2023-02-22 14:30 | 0.0455 | 0.8542
2023-02-22 14:45 | 0.0454 | 1.3675
2023-02-22 15:00 | 0.0454 | 1.0051
2023-02-22 15:15 | 0.0454 | 1.4023
2023-02-22 15:30 | 0.0457 | 1.635
2023-02-22 15:45 | 0.0458 | 0.6699
2023-02-22 16:00 | 0.0455 | 0.0383
2023-02-22 16:15 | 0.0453 | 0.049
2023-02-22 16:30 | 0.0452 | 0.0491
2023-02-22 16:45 | 0.0449 | 0.0486
2023-02-22 17:00 | 0.0448 | 0.0485
2023-02-22 17:15 | 0.0448 | 0.0487
2023-02-22 17:30 | 0.0447 | 0.0485
2023-02-22 17:45 | 0.0447 | 0.0485
2023-02-22 18:00 | 0.0449 | 0.0487
2023-02-22 18:15 | 0.045 | 0.0487
2023-02-22 18:30 | 0.0451 | 0.049
2023-02-22 18:45 | 0.0451 | 0.049
2023-02-22 19:00 | 0.0453 | 0.049
2023-02-22 19:15 | 0.0453 | 0.049
2023-02-22 19:30 | 0.0452 | 0.0491
2023-02-22 19:45 | 0.0453 | 0.0491
2023-02-22 20:00 | 0.0455 | 0.0492
2023-02-22 20:15 | 0.0455 | 0.0491
2023-02-22 20:30 | 0.0454 | 0.0491
2023-02-22 20:45 | 0.0452 | 0.0492
2023-02-22 21:00 | 0.0451 | 0.0491
2023-02-22 21:15 | 0.0451 | 0.0491
2023-02-22 21:30 | 0.0449 | 0.0489
2023-02-22 21:45 | 0.045 | 0.0488
2023-02-22 22:00 | 0.0452 | 0.0491
2023-02-22 22:15 | 0.0454 | 0.0493
2023-02-22 22:30 | 0.0455 | 0.0495
2023-02-22 22:45 | 0.0455 | 0.0496
2023-02-22 23:00 | 0.0456 | 0.0497
2023-02-22 23:15 | 0.0456 | 0.0496
2023-02-22 23:30 | 0.0457 | 0.0499
2023-02-22 23:45 | 0.0457 | 0.0499
2023-02-23 | 0.0458 | 0.05
2023-02-23 00:15 | 0.046 | 0.0502
2023-02-23 00:30 | 0.046 | 0.0502
2023-02-23 00:45 | 0.046 | 0.0502
2023-02-23 01:00 | 0.0459 | 0.0502
2023-02-23 01:15 | 0.0458 | 0.05
2023-02-23 01:30 | 0.0458 | 0.0501
2023-02-23 01:45 | 0.0459 | 0.0501
2023-02-23 02:00 | 0.0457 | 0.05
2023-02-23 02:15 | 0.0457 | 0.0499
2023-02-23 02:30 | 0.0458 | 0.05
2023-02-23 02:45 | 0.0458 | 0.05
2023-02-23 03:00 | 0.0458 | 0.0499
2023-02-23 03:15 | 0.0457 | 0.0501
2023-02-23 03:30 | 0.0458 | 0.05
2023-02-23 03:45 | 0.0459 | 0.0499
2023-02-23 04:00 | 0.0457 | 0.0501
2023-02-23 04:15 | 0.0457 | 0.0501
2023-02-23 04:30 | 0.0456 | 0.05
2023-02-23 04:45 | 0.0455 | 0.0498
2023-02-23 05:00 | 0.0456 | 0.0499
2023-02-23 05:15 | 0.0456 | 0.0498
2023-02-23 05:30 | 0.0454 | 0.0496
2023-02-23 05:45 | 0.0453 | 0.0495
2023-02-23 06:00 | 0.045 | 0.0492
2023-02-23 06:15 | 0.045 | 0.0492
2023-02-23 06:30 | 1.9626 | 0.049
2023-02-23 06:45 | 2.3518 | 0.0493
2023-02-23 07:00 | 2.2712 | 0.0491
2023-02-23 07:15 | 1.9188 | 0.5023
2023-02-23 07:30 | 1.667 | 1.2867
2023-02-23 07:45 | 2.1141 | 1.3637
2023-02-23 08:00 | 2.5769 | 0.742
2023-02-23 08:15 | 2.2394 | 1.5273
2023-02-23 08:30 | 1.9346 | 1.5489
2023-02-23 08:45 | 2.0616 | 1.0424
2023-02-23 09:00 | 1.3815 | 1.2618
2023-02-23 09:15 | 1.8124 | 1.5545
2023-02-23 09:30 | 2.638 | 1.3155
2023-02-23 09:45 | 2.35 | 0.9209
2023-02-23 10:00 | 2.2487 | 1.7936
2023-02-23 10:15 | 2.1547 | 1.7075
2023-02-23 10:30 | 0.6559 | 0.7181
2023-02-23 10:45 | 2.7694 | 1.7726
2023-02-23 11:00 | 0.5682 | 1.7166
2023-02-23 11:15 | 0.0448 | 1.1815
2023-02-23 11:30 | 0.0449 | 1.0872
2023-02-23 11:45 | 0.0452 | 1.529
2023-02-23 12:00 | 0.0449 | 1.4438
2023-02-23 12:15 | 0.0447 | 0.7167
2023-02-23 12:30 | 0.0448 | 1.5436
2023-02-23 12:45 | 0.045 | 1.5273
2023-02-23 13:00 | 0.045 | 0.7709
2023-02-23 13:15 | 0.0448 | 1.6684
2023-02-23 13:30 | 0.0449 | 1.7138
2023-02-23 13:45 | 0.045 | 1.2647
2023-02-23 14:00 | 0.0448 | 1.2139
2023-02-23 14:15 | 0.0448 | 1.7376
2023-02-23 14:30 | 0.0451 | 1.686
2023-02-23 14:45 | 0.0451 | 0.696
2023-02-23 15:00 | 0.0449 | 1.8486
2023-02-23 15:15 | 0.045 | 1.72
2023-02-23 15:30 | 0.0452 | 0.86
2023-02-23 15:45 | 0.0451 | 0.4677
2023-02-23 16:00 | 0.045 | 0.0484
2023-02-23 16:15 | 0.0449 | 0.0487
2023-02-23 16:30 | 0.0444 | 0.0479
2023-02-23 16:45 | 0.0446 | 0.0483
2023-02-23 17:00 | 0.0447 | 0.0486
2023-02-23 17:15 | 0.0447 | 0.0487
2023-02-23 17:30 | 0.0444 | 0.0482
2023-02-23 17:45 | 0.0446 | 0.0483
2023-02-23 18:00 | 0.0445 | 0.0484
2023-02-23 18:15 | 0.0446 | 0.0485
2023-02-23 18:30 | 0.0448 | 0.0486
2023-02-23 18:45 | 0.045 | 0.0488
2023-02-23 19:00 | 0.0448 | 0.0487
2023-02-23 19:15 | 0.0447 | 0.0486
2023-02-23 19:30 | 0.0447 | 0.0486
2023-02-23 19:45 | 0.0448 | 0.0488
2023-02-23 20:00 | 0.0449 | 0.0488
2023-02-23 20:15 | 0.0448 | 0.0488
2023-02-23 20:30 | 0.045 | 0.049
2023-02-23 20:45 | 0.0449 | 0.0487
2023-02-23 21:00 | 0.0453 | 0.0491
2023-02-23 21:15 | 0.0454 | 0.0495
2023-02-23 21:30 | 0.0454 | 0.0494
2023-02-23 21:45 | 0.0455 | 0.0495
2023-02-23 22:00 | 0.0458 | 0.0498
2023-02-23 22:15 | 0.0458 | 0.0499
2023-02-23 22:30 | 0.0458 | 0.0499
2023-02-23 22:45 | 0.0457 | 0.0499
2023-02-23 23:00 | 0.0454 | 0.0493
2023-02-23 23:15 | 0.0451 | 0.0492
2023-02-23 23:30 | 0.0452 | 0.0493
2023-02-23 23:45 | 0.0452 | 0.0494
2023-02-24 | 0.0452 | 1.3817
2023-02-24 00:15 | 0.0453 | 1.5899
2023-02-24 00:30 | 0.0453 | 1.5256
2023-02-24 00:45 | 0.0455 | 0.671
2023-02-24 01:00 | 0.0454 | 1.8633
2023-02-24 01:15 | 0.0455 | 1.7651
2023-02-24 01:30 | 0.0455 | 0.861
2023-02-24 01:45 | 0.0456 | 1.5739
2023-02-24 02:00 | 0.0458 | 1.6871
2023-02-24 02:15 | 0.0457 | 1.2874
2023-02-24 02:30 | 0.0457 | 1.0597
2023-02-24 02:45 | 0.0456 | 1.7309
2023-02-24 03:00 | 0.0457 | 1.6973
2023-02-24 03:15 | 0.0458 | 0.623
2023-02-24 03:30 | 0.0455 | 1.8158
2023-02-24 03:45 | 0.0455 | 1.7079
2023-02-24 04:00 | 0.0455 | 1.0224
2023-02-24 04:15 | 0.0455 | 1.196
2023-02-24 04:30 | 0.0454 | 1.5079
2023-02-24 04:45 | 0.0454 | 1.2945
2023-02-24 05:00 | 0.0454 | 0.8706
2023-02-24 05:15 | 0.0452 | 1.8002
2023-02-24 05:30 | 0.045 | 1.6957
2023-02-24 05:45 | 0.0451 | 0.7852
2023-02-24 06:00 | 0.0446 | 1.5476
2023-02-24 06:15 | 0.0455 | 1.5472
2023-02-24 06:30 | 1.9147 | 0.9876
2023-02-24 06:45 | 2.4871 | 1.3425
2023-02-24 07:00 | 2.1009 | 1.5462
2023-02-24 07:15 | 1.8763 | 1.263
2023-02-24 07:30 | 1.9875 | 1.0443
2023-02-24 07:45 | 1.7443 | 1.5584
2023-02-24 08:00 | 2.0686 | 1.5636
2023-02-24 08:15 | 2.0415 | 0.7525
2023-02-24 08:30 | 0.784 | 1.4858
2023-02-24 08:45 | 2.647 | 1.4744
2023-02-24 09:00 | 2.5185 | 0.7921
2023-02-24 09:15 | 2.1823 | 1.7572
2023-02-24 09:30 | 2.0165 | 1.7456
2023-02-24 09:45 | 1.722 | 1.2134
2023-02-24 10:00 | 1.9231 | 1.3312
2023-02-24 10:15 | 1.5671 | 1.6479
2023-02-24 10:30 | 1.6465 | 1.469
2023-02-24 10:45 | 1.5754 | 0.967
2023-02-24 11:00 | 0.8719 | 1.8102
2023-02-24 11:15 | 0.0461 | 1.1714
2023-02-24 11:30 | 0.0461 | 1.3879
2023-02-24 11:45 | 0.0459 | 1.7458
2023-02-24 12:00 | 0.0457 | 1.4909
2023-02-24 12:15 | 0.0457 | 1.027
2023-02-24 12:30 | 0.0458 | 1.7745
2023-02-24 12:45 | 0.0458 | 1.7463
2023-02-24 13:00 | 0.0457 | 0.7686
2023-02-24 13:15 | 0.0456 | 1.8024
2023-02-24 13:30 | 0.0458 | 1.7517
2023-02-24 13:45 | 0.0458 | 1.154
2023-02-24 14:00 | 0.0458 | 1.2146
2023-02-24 14:15 | 0.0456 | 1.4873
2023-02-24 14:30 | 0.0454 | 1.2774
2023-02-24 14:45 | 0.0453 | 1.104
2023-02-24 15:00 | 0.0456 | 1.7888
2023-02-24 15:15 | 0.0456 | 1.7534
2023-02-24 15:30 | 0.0455 | 0.7562
2023-02-24 15:45 | 0.0456 | 0.7349
2023-02-24 16:00 | 0.0455 | 0.0448
2023-02-24 16:15 | 0.0452 | 0.0489
2023-02-24 16:30 | 0.0453 | 0.0489
2023-02-24 16:45 | 0.0452 | 0.0489
2023-02-24 17:00 | 0.045 | 0.0488
2023-02-24 17:15 | 0.0451 | 0.0488
2023-02-24 17:30 | 0.0453 | 0.0491
2023-02-24 17:45 | 0.0453 | 0.049
2023-02-24 18:00 | 0.0453 | 0.0489
2023-02-24 18:15 | 0.0452 | 0.1675
2023-02-24 18:30 | 0.0452 | 1.0655
2023-02-24 18:45 | 0.0453 | 1.3051
2023-02-24 19:00 | 0.0454 | 1.0542
2023-02-24 19:15 | 0.0449 | 1.0786
2023-02-24 19:30 | 0.0452 | 1.5241
2023-02-24 19:45 | 0.0451 | 1.4931
2023-02-24 20:00 | 0.0447 | 0.7545
2023-02-24 20:15 | 0.0447 | 1.7855
2023-02-24 20:30 | 0.0449 | 1.265
2023-02-24 20:45 | 0.045 | 1.0687
2023-02-24 21:00 | 0.0449 | 1.5292
2023-02-24 21:15 | 0.0451 | 1.5318
2023-02-24 21:30 | 0.0451 | 1.5329
2023-02-24 21:45 | 0.0453 | 0.9788
2023-02-24 22:00 | 0.0454 | 1.4642
2023-02-24 22:15 | 0.0453 | 1.7073
2023-02-24 22:30 | 0.0456 | 1.3597
2023-02-24 22:45 | 0.0458 | 1.0822
2023-02-24 23:00 | 0.0457 | 1.5291
2023-02-24 23:15 | 0.0456 | 1.5228
2023-02-24 23:30 | 0.0457 | 1.5195
2023-02-24 23:45 | 0.0459 | 1.5149
2023-02-25 | 0.0458 | 1.5121
2023-02-25 00:15 | 0.0456 | 1.5111
2023-02-25 00:30 | 0.0457 | 1.5098
2023-02-25 00:45 | 0.0457 | 0.8038
2023-02-25 01:00 | 0.0458 | 1.6176
2023-02-25 01:15 | 0.0457 | 1.6835
2023-02-25 01:30 | 0.0459 | 1.1816
2023-02-25 01:45 | 0.0459 | 1.2051
2023-02-25 02:00 | 0.0459 | 1.6845
2023-02-25 02:15 | 0.0459 | 1.6181
2023-02-25 02:30 | 0.0459 | 0.6491
2023-02-25 02:45 | 0.0459 | 1.7921
2023-02-25 03:00 | 0.046 | 1.2514
2023-02-25 03:15 | 0.0459 | 1.115
2023-02-25 03:30 | 0.0459 | 1.6813
2023-02-25 03:45 | 0.0459 | 1.6425
2023-02-25 04:00 | 0.0459 | 0.6022
2023-02-25 04:15 | 0.0458 | 1.7648
2023-02-25 04:30 | 0.0462 | 1.6498
2023-02-25 04:45 | 0.046 | 0.9714
2023-02-25 05:00 | 0.0456 | 1.3912
2023-02-25 05:15 | 0.0455 | 1.6501
2023-02-25 05:30 | 0.0455 | 1.3232
2023-02-25 05:45 | 0.0455 | 0.901
2023-02-25 06:00 | 0.0453 | 1.722
2023-02-25 06:15 | 0.0457 | 1.6355
2023-02-25 06:30 | 1.5917 | 0.6814
2023-02-25 06:45 | 3.0712 | 1.6909
2023-02-25 07:00 | 3.057 | 1.6412
2023-02-25 07:15 | 3.104 | 1.1116
2023-02-25 07:30 | 3.139 | 1.2304
2023-02-25 07:45 | 3.1564 | 1.6492
2023-02-25 08:00 | 3.1433 | 1.4937
2023-02-25 08:15 | 3.098 | 0.7607
2023-02-25 08:30 | 1.6399 | 1.7523
2023-02-25 08:45 | 3.2079 | 1.6374
2023-02-25 09:00 | 3.2132 | 0.7635
2023-02-25 09:15 | 3.0107 | 1.5174
2023-02-25 09:30 | 2.9127 | 1.6468
2023-02-25 09:45 | 2.7716 | 1.2505
2023-02-25 10:00 | 1.6886 | 1.1054
2023-02-25 10:15 | 2.9442 | 1.6852
2023-02-25 10:30 | 3.1359 | 1.6524
2023-02-25 10:45 | 2.7973 | 0.6556
2023-02-25 11:00 | 2.6272 | 1.7668
2023-02-25 11:15 | 2.6039 | 1.6621
2023-02-25 11:30 | 2.1333 | 0.9478
2023-02-25 11:45 | 0.0326 | 1.4352
2023-02-25 12:00 | 0.0447 | 1.6717
2023-02-25 12:15 | 0.0451 | 1.325
2023-02-25 12:30 | 0.0451 | 1.076
2023-02-25 12:45 | 0.0451 | 1.7056
2023-02-25 13:00 | 0.0453 | 1.6745
2023-02-25 13:15 | 0.0455 | 0.7004
2023-02-25 13:30 | 0.0458 | 1.7617
2023-02-25 13:45 | 0.0454 | 1.6857
2023-02-25 14:00 | 0.0449 | 1.1055
2023-02-25 14:15 | 0.045 | 1.3316
2023-02-25 14:30 | 0.0452 | 1.5972
2023-02-25 14:45 | 0.0449 | 1.3678
2023-02-25 15:00 | 0.0451 | 0.9227
2023-02-25 15:15 | 0.045 | 1.5279
2023-02-25 15:30 | 0.045 | 1.0831
2023-02-25 15:45 | 0.0449 | 0.2254
2023-02-25 16:00 | 0.0452 | 0.0474
2023-02-25 16:15 | 0.0451 | 0.0486
2023-02-25 16:30 | 0.045 | 0.0486
2023-02-25 16:45 | 0.0447 | 0.0485
2023-02-25 17:00 | 0.0446 | 0.0482
2023-02-25 17:15 | 0.0445 | 0.0481
2023-02-25 17:30 | 0.0449 | 0.0484
2023-02-25 17:45 | 0.0448 | 0.0485
2023-02-25 18:00 | 0.045 | 0.0484
2023-02-25 18:15 | 0.0448 | 0.0485
2023-02-25 18:30 | 0.0451 | 0.0488
2023-02-25 18:45 | 0.0453 | 0.0491
2023-02-25 19:00 | 0.0456 | 0.0493
2023-02-25 19:15 | 0.0456 | 0.0495
2023-02-25 19:30 | 0.0455 | 0.0493
2023-02-25 19:45 | 0.0457 | 0.0497
2023-02-25 20:00 | 0.0456 | 0.0495
2023-02-25 20:15 | 0.0458 | 0.0495
2023-02-25 20:30 | 0.0457 | 0.0495
2023-02-25 20:45 | 0.0452 | 0.0492
2023-02-25 21:00 | 0.045 | 0.049
2023-02-25 21:15 | 0.0451 | 0.0487
2023-02-25 21:30 | 0.0452 | 0.0491
2023-02-25 21:45 | 0.0451 | 0.0489
2023-02-25 22:00 | 0.0452 | 0.3863
2023-02-25 22:15 | 0.0453 | 1.2437
2023-02-25 22:30 | 0.0453 | 1.2561
2023-02-25 22:45 | 0.0455 | 0.8159
2023-02-25 23:00 | 0.0455 | 1.3929
2023-02-25 23:15 | 0.0455 | 1.5953
2023-02-25 23:30 | 0.0455 | 1.2906
2023-02-25 23:45 | 0.0458 | 1.0536
2023-02-26 | 0.0457 | 1.6686
2023-02-26 00:15 | 0.0458 | 1.6259
2023-02-26 00:30 | 0.046 | 0.6164
2023-02-26 00:45 | 0.0457 | 1.732
2023-02-26 01:00 | 0.0457 | 1.6291
2023-02-26 01:15 | 0.0457 | 0.9998
2023-02-26 01:30 | 0.0455 | 1.3427
2023-02-26 01:45 | 0.0454 | 1.6335
2023-02-26 02:00 | 0.0453 | 1.3621
2023-02-26 02:15 | 0.0454 | 0.9071
2023-02-26 02:30 | 0.0454 | 1.6997
2023-02-26 02:45 | 0.0454 | 1.6233
2023-02-26 03:00 | 0.0454 | 0.6608
2023-02-26 03:15 | 0.0454 | 1.6717
2023-02-26 03:30 | 0.0454 | 1.6252
2023-02-26 03:45 | 0.0453 | 1.1015
2023-02-26 04:00 | 0.0452 | 1.1616
2023-02-26 04:15 | 0.0453 | 1.6347
2023-02-26 04:30 | 0.0454 | 1.5473
2023-02-26 04:45 | 0.0454 | 0.6492
2023-02-26 05:00 | 0.0452 | 1.7584
2023-02-26 05:15 | 0.0452 | 1.627
2023-02-26 05:30 | 0.0452 | 0.8365
2023-02-26 05:45 | 0.0453 | 1.4079
2023-02-26 06:00 | 0.0455 | 1.6259
2023-02-26 06:15 | 0.0456 | 1.2929
2023-02-26 06:30 | 1.7929 | 0.9239
2023-02-26 06:45 | 3.3056 | 1.6812
2023-02-26 07:00 | 3.1058 | 1.6218
2023-02-26 07:15 | 2.9602 | 0.6344
2023-02-26 07:30 | 2.8312 | 1.616
2023-02-26 07:45 | 2.492 | 1.6299
2023-02-26 08:00 | 2.2457 | 1.1176
2023-02-26 08:15 | 1.3351 | 1.1837
2023-02-26 08:30 | 3.2598 | 1.6422
2023-02-26 08:45 | 2.673 | 1.5749
2023-02-26 09:00 | 2.5491 | 0.6541
2023-02-26 09:15 | 2.4923 | 1.7492
2023-02-26 09:30 | 2.2351 | 1.6351
2023-02-26 09:45 | 2.0772 | 0.8327
2023-02-26 10:00 | 2.2435 | 1.303
2023-02-26 10:15 | 1.3239 | 1.3976
2023-02-26 10:30 | 1.345 | 1.398
2023-02-26 10:45 | 2.8374 | 0.688
2023-02-26 11:00 | 2.3481 | 1.6548
2023-02-26 11:15 | 2.2358 | 1.5613
2023-02-26 11:30 | 2.0292 | 1.0908
2023-02-26 11:45 | 1.8376 | 1.0926
2023-02-26 12:00 | 1.8929 | 1.408
2023-02-26 12:15 | 1.718 | 1.2534
2023-02-26 12:30 | 0.8333 | 0.957
2023-02-26 12:45 | 2.7594 | 1.5879
2023-02-26 13:00 | 2.2561 | 1.5706
2023-02-26 13:15 | 2.0932 | 0.7019
2023-02-26 13:30 | 1.8048 | 1.6812
2023-02-26 13:45 | 1.7205 | 1.5698
2023-02-26 14:00 | 1.5142 | 0.9769
2023-02-26 14:15 | 0.0311 | 1.4066
2023-02-26 14:30 | 0.0441 | 1.574
2023-02-26 14:45 | 0.0448 | 1.2938
2023-02-26 15:00 | 0.0458 | 1.0946
2023-02-26 15:15 | 0.0456 | 1.5953
2023-02-26 15:30 | 0.0455 | 0.9582
2023-02-26 15:45 | 0.0455 | 0.7181
2023-02-26 16:00 | 0.0453 | 0.0372
2023-02-26 16:15 | 0.0451 | 0.0487
2023-02-26 16:30 | 0.0449 | 0.0487
2023-02-26 16:45 | 0.045 | 0.0486
2023-02-26 17:00 | 0.0449 | 0.0485
2023-02-26 17:15 | 0.0448 | 0.0484
2023-02-26 17:30 | 0.0449 | 0.0485
2023-02-26 17:45 | 0.0445 | 0.0481
2023-02-26 18:00 | 0.0441 | 0.0478
2023-02-26 18:15 | 0.0443 | 0.0478
2023-02-26 18:30 | 0.0447 | 0.048
2023-02-26 18:45 | 0.0447 | 0.0829
2023-02-26 19:00 | 0.0448 | 0.896
2023-02-26 19:15 | 0.0442 | 1.218
2023-02-26 19:30 | 0.0441 | 1.0997
2023-02-26 19:45 | 0.0444 | 0.7518
2023-02-26 20:00 | 0.0442 | 1.2507
2023-02-26 20:15 | 0.044 | 1.3095
2023-02-26 20:30 | 0.0442 | 0.6261
2023-02-26 20:45 | 0.0442 | 1.1071
2023-02-26 21:00 | 0.0442 | 1.3014
2023-02-26 21:15 | 0.0444 | 0.816
2023-02-26 21:30 | 0.0451 | 1.4836
2023-02-26 21:45 | 0.0452 | 1.5391
2023-02-26 22:00 | 0.0452 | 1.2028
2023-02-26 22:15 | 0.0455 | 1.1397
2023-02-26 22:30 | 0.0455 | 1.6483
2023-02-26 22:45 | 0.0455 | 1.6102
2023-02-26 23:00 | 0.0459 | 0.7001
2023-02-26 23:15 | 0.0458 | 1.7531
2023-02-26 23:30 | 0.046 | 1.6389
2023-02-26 23:45 | 0.0461 | 0.8287
2023-02-27 | 0.046 | 1.5781
2023-02-27 00:15 | 0.0459 | 1.5507
2023-02-27 00:30 | 0.0455 | 1.169
2023-02-27 00:45 | 0.0456 | 1.1868
2023-02-27 01:00 | 0.0456 | 1.566
2023-02-27 01:15 | 0.0458 | 0.7976
2023-02-27 01:30 | 0.0458 | 1.5468
2023-02-27 01:45 | 0.0457 | 1.5475
2023-02-27 02:00 | 0.0458 | 1.1902
2023-02-27 02:15 | 0.0458 | 1.191
2023-02-27 02:30 | 0.0457 | 1.5547
2023-02-27 02:45 | 0.0457 | 1.4867
2023-02-27 03:00 | 0.0457 | 0.7588
2023-02-27 03:15 | 0.0456 | 1.6452
2023-02-27 03:30 | 0.0456 | 1.5473
2023-02-27 03:45 | 0.0457 | 0.7727
2023-02-27 04:00 | 0.0455 | 1.5924
2023-02-27 04:15 | 0.0454 | 1.5488
2023-02-27 04:30 | 0.0458 | 1.1333
2023-02-27 04:45 | 0.0458 | 1.2011
2023-02-27 05:00 | 0.0455 | 1.5487
2023-02-27 05:15 | 0.0456 | 1.4144
2023-02-27 05:30 | 0.0459 | 0.8641
2023-02-27 05:45 | 0.0456 | 1.6162
2023-02-27 06:00 | 0.0453 | 1.551
2023-02-27 06:15 | 0.0451 | 0.7205
2023-02-27 06:30 | 1.9863 | 1.6359
2023-02-27 06:45 | 2.98 | 1.5458
2023-02-27 07:00 | 2.7547 | 1.0782
2023-02-27 07:15 | 2.5826 | 1.2767
2023-02-27 07:30 | 2.254 | 1.5437
2023-02-27 07:45 | 2.2198 | 0.7309
2023-02-27 08:00 | 2.0603 | 1.6562
2023-02-27 08:15 | 2.2186 | 1.5514
2023-02-27 08:30 | 1.4046 | 1.1057
2023-02-27 08:45 | 2.4875 | 0.797
2023-02-27 09:00 | 2.3478 | 1.2894
2023-02-27 09:15 | 2.2004 | 1.2115
2023-02-27 09:30 | 1.9743 | 0.6784
2023-02-27 09:45 | 1.8479 | 1.2275
2023-02-27 10:00 | 1.8527 | 1.3204
2023-02-27 10:15 | 1.806 | 0.7445
2023-02-27 10:30 | 0.1069 | 1.077
2023-02-27 10:45 | 0.0459 | 1.3189
2023-02-27 11:00 | 0.0458 | 1.0845
2023-02-27 11:15 | 0.0462 | 0.7857
2023-02-27 11:30 | 0.0463 | 1.2887
2023-02-27 11:45 | 0.0462 | 1.2832
2023-02-27 12:00 | 0.0462 | 0.669
2023-02-27 12:15 | 0.0463 | 1.1557
2023-02-27 12:30 | 0.0463 | 1.2611
2023-02-27 12:45 | 0.0462 | 0.8562
2023-02-27 13:00 | 0.0461 | 1.0252
2023-02-27 13:15 | 0.046 | 1.2447
2023-02-27 13:30 | 0.0459 | 1.0765
2023-02-27 13:45 | 0.0454 | 0.8051
2023-02-27 14:00 | 0.0454 | 1.2337
2023-02-27 14:15 | 0.0459 | 0.8408
2023-02-27 14:30 | 0.0459 | 0.9332
2023-02-27 14:45 | 0.0456 | 1.2414
2023-02-27 15:00 | 0.0455 | 1.0764
2023-02-27 15:15 | 0.046 | 0.7604
2023-02-27 15:30 | 0.0459 | 1.2095
2023-02-27 15:45 | 0.0457 | 0.5007
2023-02-27 16:00 | 0.0459 | 0.045
2023-02-27 16:15 | 0.0458 | 0.0494
2023-02-27 16:30 | 0.0457 | 0.0493
2023-02-27 16:45 | 0.0455 | 0.0492
2023-02-27 17:00 | 0.0454 | 0.0491
2023-02-27 17:15 | 0.0453 | 0.0489
2023-02-27 17:30 | 0.0449 | 0.0485
2023-02-27 17:45 | 0.0444 | 0.0481
2023-02-27 18:00 | 0.0445 | 0.0483
2023-02-27 18:15 | 0.0445 | 0.0481
2023-02-27 18:30 | 0.0443 | 0.0483
2023-02-27 18:45 | 0.0444 | 0.0481
2023-02-27 19:00 | 0.0445 | 0.0484
2023-02-27 19:15 | 0.0446 | 0.0485
2023-02-27 19:30 | 0.0447 | 0.0487
2023-02-27 19:45 | 0.0448 | 0.0488
2023-02-27 20:00 | 0.045 | 0.049
2023-02-27 20:15 | 0.0451 | 0.0491
2023-02-27 20:30 | 0.0452 | 0.0491
2023-02-27 20:45 | 0.0451 | 0.049
2023-02-27 21:00 | 0.0451 | 0.049
2023-02-27 21:15 | 0.0453 | 0.0492
2023-02-27 21:30 | 0.0455 | 0.0496
2023-02-27 21:45 | 0.0457 | 0.0496
2023-02-27 22:00 | 0.0458 | 0.0499
2023-02-27 22:15 | 0.0454 | 0.0495
2023-02-27 22:30 | 0.0455 | 0.0495
2023-02-27 22:45 | 0.0455 | 0.0496
2023-02-27 23:00 | 0.0458 | 0.0499
2023-02-27 23:15 | 0.0459 | 0.0501
2023-02-27 23:30 | 0.0461 | 0.0502
2023-02-27 23:45 | 0.0463 | 0.2284
2023-02-28 | 0.0461 | 1.0617
2023-02-28 00:15 | 0.0462 | 1.1779
2023-02-28 00:30 | 0.0464 | 0.9868
2023-02-28 00:45 | 0.0466 | 0.792
2023-02-28 01:00 | 0.0459 | 1.2554
2023-02-28 01:15 | 0.046 | 1.1817
2023-02-28 01:30 | 0.0459 | 0.6545
2023-02-28 01:45 | 0.046 | 1.1663
2023-02-28 02:00 | 0.0449 | 1.0174
2023-02-28 02:15 | 0.046 | 0.92
2023-02-28 02:30 | 0.046 | 1.0712
2023-02-28 02:45 | 0.046 | 1.2809
2023-02-28 03:00 | 0.0459 | 0.9749
2023-02-28 03:15 | 0.0458 | 1.1999
2023-02-28 03:30 | 0.0458 | 1.5173
2023-02-28 03:45 | 0.0457 | 1.3585
2023-02-28 04:00 | 0.0456 | 0.8908
2023-02-28 04:15 | 0.0456 | 1.5923
2023-02-28 04:30 | 0.0456 | 1.0515
2023-02-28 04:45 | 0.0454 | 1.0884
2023-02-28 05:00 | 0.0455 | 1.3731
2023-02-28 05:15 | 0.046 | 1.2117
2023-02-28 05:30 | 0.0459 | 0.9436
2023-02-28 05:45 | 0.0459 | 1.6
2023-02-28 06:00 | 0.046 | 1.5302
2023-02-28 06:15 | 0.0461 | 0.6661
2023-02-28 06:30 | 2.1409 | 1.6226
2023-02-28 06:45 | 2.4394 | 1.5268
2023-02-28 07:00 | 2.3946 | 0.9779
2023-02-28 07:15 | 1.8908 | 1.2631
2023-02-28 07:30 | 1.9085 | 1.5252
2023-02-28 07:45 | 2.513 | 1.3158
2023-02-28 08:00 | 2.0527 | 0.961
2023-02-28 08:15 | 1.7992 | 1.5867
2023-02-28 08:30 | 1.9614 | 1.5393
2023-02-28 08:45 | 1.9488 | 0.7012
2023-02-28 09:00 | 1.4846 | 1.6581
2023-02-28 09:15 | 2.2518 | 1.543
2023-02-28 09:30 | 2.3339 | 0.9405
2023-02-28 09:45 | 1.9793 | 1.3734
2023-02-28 10:00 | 1.774 | 1.4803
2023-02-28 10:15 | 1.8661 | 1.1965
2023-02-28 10:30 | 1.9073 | 1.0838
2023-02-28 10:45 | 1.8194 | 1.5081
2023-02-28 11:00 | 1.6525 | 0.853
2023-02-28 11:15 | 1.4991 | 1.4357
2023-02-28 11:30 | 2.6743 | 1.484
2023-02-28 11:45 | 2.0531 | 1.1606
2023-02-28 12:00 | 1.8442 | 1.0997
2023-02-28 12:15 | 1.65 | 1.495
2023-02-28 12:30 | 1.7784 | 1.4531
2023-02-28 12:45 | 0.1473 | 0.7275
2023-02-28 13:00 | 0.0445 | 1.591
2023-02-28 13:15 | 0.0437 | 1.4803
2023-02-28 13:30 | 0.0438 | 0.7747
2023-02-28 13:45 | 0.0439 | 1.5419
2023-02-28 14:00 | 0.0444 | 1.4848
2023-02-28 14:15 | 0.0452 | 1.1332
2023-02-28 14:30 | 0.0451 | 1.157
2023-02-28 14:45 | 0.0449 | 1.4909
2023-02-28 15:00 | 0.0447 | 1.3522
2023-02-28 15:15 | 0.0447 | 0.8705
2023-02-28 15:30 | 0.0448 | 1.5581
2023-02-28 15:45 | 0.045 | 0.55
2023-02-28 16:00 | 0.0452 | 0.0427
2023-02-28 16:15 | 0.0453 | 0.049
2023-02-28 16:30 | 0.0454 | 0.0492
2023-02-28 16:45 | 0.0453 | 0.0491
2023-02-28 17:00 | 0.0453 | 0.0489
2023-02-28 17:15 | 0.0449 | 0.0485
2023-02-28 17:30 | 0.0446 | 0.0482
2023-02-28 17:45 | 0.0442 | 0.0479
2023-02-28 18:00 | 0.0445 | 0.048
2023-02-28 18:15 | 0.0445 | 0.0482
2023-02-28 18:30 | 0.0446 | 0.0482
2023-02-28 18:45 | 0.0445 | 0.0482
2023-02-28 19:00 | 0.0447 | 0.0485
2023-02-28 19:15 | 0.0449 | 0.0488
2023-02-28 19:30 | 0.045 | 0.0487
2023-02-28 19:45 | 0.0452 | 0.049
2023-02-28 20:00 | 0.0447 | 0.0487
2023-02-28 20:15 | 0.0449 | 0.0487
2023-02-28 20:30 | 0.0452 | 0.049
2023-02-28 20:45 | 0.0454 | 0.0493
2023-02-28 21:00 | 0.0457 | 0.0495
2023-02-28 21:15 | 0.0452 | 0.0489
2023-02-28 21:30 | 0.045 | 0.0488
2023-02-28 21:45 | 0.0454 | 0.0494
2023-02-28 22:00 | 0.0456 | 0.0496
2023-02-28 22:15 | 0.046 | 0.05
2023-02-28 22:30 | 0.0459 | 0.0498
2023-02-28 22:45 | 0.0459 | 0.05
2023-02-28 23:00 | 0.0459 | 0.05
2023-02-28 23:15 | 0.0457 | 0.0497
2023-02-28 23:30 | 0.0456 | 0.0498
2023-02-28 23:45 | 0.0456 | 0.0497
2023-03-01 | 0.0456 | 0.4957
2023-03-01 00:15 | 0.0456 | 1.145
2023-03-01 00:30 | 0.0457 | 1.1881
2023-03-01 00:45 | 0.0459 | 0.6712
2023-03-01 01:00 | 0.0459 | 1.5365
2023-03-01 01:15 | 0.0459 | 1.2629
2023-03-01 01:30 | 0.0459 | 0.9012
2023-03-01 01:45 | 0.0459 | 1.5212
2023-03-01 02:00 | 0.0459 | 1.4432
2023-03-01 02:15 | 0.0459 | 0.6762
2023-03-01 02:30 | 0.0459 | 1.5762
2023-03-01 02:45 | 0.046 | 1.4469
2023-03-01 03:00 | 0.0459 | 0.9366
2023-03-01 03:15 | 0.0459 | 1.3108
2023-03-01 03:30 | 0.046 | 1.4516
2023-03-01 03:45 | 0.046 | 1.1986
2023-03-01 04:00 | 0.0459 | 1.0013
2023-03-01 04:15 | 0.0455 | 1.4833
2023-03-01 04:30 | 0.0454 | 1.4438
2023-03-01 04:45 | 0.0455 | 0.6273
2023-03-01 05:00 | 0.046 | 1.5568
2023-03-01 05:15 | 0.0461 | 1.4436
2023-03-01 05:30 | 0.0459 | 0.8651
2023-03-01 05:45 | 0.0458 | 1.3597
2023-03-01 06:00 | 0.0455 | 1.4498
2023-03-01 06:15 | 0.0454 | 1.1714
2023-03-01 06:30 | 2.1098 | 0.9921
2023-03-01 06:45 | 2.2673 | 1.4643
2023-03-01 07:00 | 2.3084 | 1.4432
2023-03-01 07:15 | 2.1151 | 0.6222
2023-03-01 07:30 | 2.079 | 1.5623
2023-03-01 07:45 | 2.0534 | 1.1822
2023-03-01 08:00 | 1.4636 | 1.007
2023-03-01 08:15 | 2.6223 | 1.4862
2023-03-01 08:30 | 2.1256 | 1.4585
2023-03-01 08:45 | 1.6172 | 0.6744
2023-03-01 09:00 | 1.6878 | 1.566
2023-03-01 09:15 | 1.8444 | 1.4554
2023-03-01 09:30 | 1.6379 | 0.9516
2023-03-01 09:45 | 1.7084 | 0.9181
2023-03-01 10:00 | 1.0266 | 1.2114
2023-03-01 10:15 | 1.8131 | 1.0884
2023-03-01 10:30 | 0.5 | 0.7605
2023-03-01 10:45 | 0.0463 | 1.1686
2023-03-01 11:00 | 0.0464 | 1.2493
2023-03-01 11:15 | 0.046 | 0.725
2023-03-01 11:30 | 0.0463 | 1.0602
2023-03-01 11:45 | 0.0463 | 1.2399
2023-03-01 12:00 | 0.0455 | 1.0041
2023-03-01 12:15 | 0.0456 | 0.8362
2023-03-01 12:30 | 0.046 | 1.2133
2023-03-01 12:45 | 0.0459 | 1.1201
2023-03-01 13:00 | 0.0458 | 0.8066
2023-03-01 13:15 | 0.0458 | 1.1512
2023-03-01 13:30 | 0.0458 | 1.2633
2023-03-01 13:45 | 0.0457 | 0.7874
2023-03-01 14:00 | 0.0456 | 1.0369
2023-03-01 14:15 | 0.0457 | 1.0747
2023-03-01 14:30 | 0.0458 | 0.7481
2023-03-01 14:45 | 0.0458 | 1.1229
2023-03-01 15:00 | 0.0457 | 1.2401
2023-03-01 15:15 | 0.0456 | 0.7901
2023-03-01 15:30 | 0.0453 | 1.0372
2023-03-01 15:45 | 0.0454 | 0.4256
2023-03-01 16:00 | 0.0453 | 0.0427
2023-03-01 16:15 | 0.0451 | 0.0489
2023-03-01 16:30 | 0.045 | 0.0489
2023-03-01 16:45 | 0.0448 | 0.0486
2023-03-01 17:00 | 0.0453 | 0.0493
2023-03-01 17:15 | 0.0452 | 0.0491
2023-03-01 17:30 | 0.0451 | 0.0489
2023-03-01 17:45 | 0.0449 | 0.0487
2023-03-01 18:00 | 0.0452 | 0.0489
2023-03-01 18:15 | 0.0448 | 0.0486
2023-03-01 18:30 | 0.0449 | 0.0487
2023-03-01 18:45 | 0.0447 | 0.0486
2023-03-01 19:00 | 0.0451 | 0.0489
2023-03-01 19:15 | 0.0452 | 0.049
2023-03-01 19:30 | 0.0453 | 0.0492
2023-03-01 19:45 | 0.0453 | 0.0492
2023-03-01 20:00 | 0.0454 | 0.0494
2023-03-01 20:15 | 0.0452 | 0.0493
2023-03-01 20:30 | 0.0452 | 0.0494
2023-03-01 20:45 | 0.045 | 0.049
2023-03-01 21:00 | 0.0453 | 0.0492
2023-03-01 21:15 | 0.0454 | 0.0495
2023-03-01 21:30 | 0.0449 | 0.0489
2023-03-01 21:45 | 0.0448 | 0.0488
2023-03-01 22:00 | 0.0451 | 0.0489
2023-03-01 22:15 | 0.0454 | 0.0493
2023-03-01 22:30 | 0.0452 | 0.0492
2023-03-01 22:45 | 0.0453 | 0.0492
2023-03-01 23:00 | 0.0455 | 0.0495
2023-03-01 23:15 | 0.0456 | 0.0497
2023-03-01 23:30 | 0.0457 | 0.0498
2023-03-01 23:45 | 0.0458 | 0.0498
2023-03-02 | 0.0457 | 0.0499
2023-03-02 00:15 | 0.0458 | 0.0498
2023-03-02 00:30 | 0.0459 | 0.0501
2023-03-02 00:45 | 0.046 | 0.0495
2023-03-02 01:00 | 0.046 | 0.0494
2023-03-02 01:15 | 0.0462 | 0.0505
2023-03-02 01:30 | 0.046 | 0.0503
2023-03-02 01:45 | 0.0458 | 0.05
2023-03-02 02:00 | 0.0458 | 0.0502
2023-03-02 02:15 | 0.0459 | 0.0502
2023-03-02 02:30 | 0.0458 | 0.0502
2023-03-02 02:45 | 0.0457 | 0.05
2023-03-02 03:00 | 0.0458 | 0.0501
2023-03-02 03:15 | 0.0457 | 0.05
2023-03-02 03:30 | 0.0457 | 0.0501
2023-03-02 03:45 | 0.0458 | 0.0501
2023-03-02 04:00 | 0.0458 | 0.05
2023-03-02 04:15 | 0.0457 | 0.0501
2023-03-02 04:30 | 0.0456 | 0.05
2023-03-02 04:45 | 0.0455 | 0.0499
2023-03-02 05:00 | 0.0458 | 0.0501
2023-03-02 05:15 | 0.0456 | 0.05
2023-03-02 05:30 | 0.0458 | 0.0501
2023-03-02 05:45 | 0.0459 | 0.0503
2023-03-02 06:00 | 0.0458 | 0.0501
2023-03-02 06:15 | 0.0456 | 0.1903
2023-03-02 06:30 | 1.7782 | 0.9397
2023-03-02 06:45 | 1.853 | 1.072
2023-03-02 07:00 | 1.7146 | 0.9707
2023-03-02 07:15 | 1.4085 | 1.0421
2023-03-02 07:30 | 1.4806 | 1.3485
2023-03-02 07:45 | 1.4655 | 1.2361
2023-03-02 08:00 | 1.4105 | 0.677
2023-03-02 08:15 | 1.4371 | 1.1459
2023-03-02 08:30 | 1.3558 | 1.2133
2023-03-02 08:45 | 1.4044 | 0.7126
2023-03-02 09:00 | 1.481 | 1.044
2023-03-02 09:15 | 1.2553 | 1.2041
2023-03-02 09:30 | 1.2526 | 0.9876
2023-03-02 09:45 | 1.289 | 0.7382
2023-03-02 10:00 | 0.9704 | 1.1806
2023-03-02 10:15 | 1.5155 | 1.1114
2023-03-02 10:30 | 0.5868 | 0.6667
2023-03-02 10:45 | 0.0455 | 1.1244
2023-03-02 11:00 | 0.0459 | 1.0282
2023-03-02 11:15 | 0.0456 | 1.0239
2023-03-02 11:30 | 0.046 | 1.379
2023-03-02 11:45 | 0.0458 | 1.3639
2023-03-02 12:00 | 0.0457 | 0.5901
2023-03-02 12:15 | 0.0455 | 1.0791
2023-03-02 12:30 | 0.0454 | 1.2151
2023-03-02 12:45 | 0.0453 | 0.8043
2023-03-02 13:00 | 0.0451 | 1.3635
2023-03-02 13:15 | 0.0452 | 1.3697
2023-03-02 13:30 | 0.0454 | 1.1139
2023-03-02 13:45 | 0.0457 | 0.7533
2023-03-02 14:00 | 0.0461 | 1.1635
2023-03-02 14:15 | 0.0459 | 1.2224
2023-03-02 14:30 | 0.0458 | 0.5973
2023-03-02 14:45 | 0.0455 | 1.0825
2023-03-02 15:00 | 0.0454 | 1.2162
2023-03-02 15:15 | 0.0457 | 0.7933
2023-03-02 15:30 | 0.0459 | 0.905
2023-03-02 15:45 | 0.0458 | 0.4004
2023-03-02 16:00 | 0.0456 | 0.0441
2023-03-02 16:15 | 0.0455 | 0.0495
2023-03-02 16:30 | 0.0454 | 0.0494
2023-03-02 16:45 | 0.0451 | 0.049
2023-03-02 17:00 | 0.0452 | 0.049
2023-03-02 17:15 | 0.0449 | 0.0489
2023-03-02 17:30 | 0.0452 | 0.0491
2023-03-02 17:45 | 0.0447 | 0.0487
2023-03-02 18:00 | 0.0448 | 0.0486
2023-03-02 18:15 | 0.0449 | 0.0488
2023-03-02 18:30 | 0.0448 | 0.0486
2023-03-02 18:45 | 0.0449 | 0.0492
2023-03-02 19:00 | 0.0451 | 0.0491
2023-03-02 19:15 | 0.0451 | 0.0492
2023-03-02 19:30 | 0.0452 | 0.0494
2023-03-02 19:45 | 0.0452 | 0.0494
2023-03-02 20:00 | 0.0447 | 0.0487
2023-03-02 20:15 | 0.045 | 0.0491
2023-03-02 20:30 | 0.0451 | 0.0492
2023-03-02 20:45 | 0.0452 | 0.0494
2023-03-02 21:00 | 0.0452 | 0.0492
2023-03-02 21:15 | 0.0449 | 0.0489
2023-03-02 21:30 | 0.0451 | 0.0489
2023-03-02 21:45 | 0.0453 | 0.0493
2023-03-02 22:00 | 0.0452 | 0.0497
2023-03-02 22:15 | 0.0447 | 0.0497
2023-03-02 22:30 | 0.0459 | 0.0498
2023-03-02 22:45 | 0.0459 | 0.05
2023-03-02 23:00 | 0.0459 | 0.0501
2023-03-02 23:15 | 0.0462 | 0.0504
2023-03-02 23:30 | 0.0463 | 0.0505
2023-03-02 23:45 | 0.0464 | 0.0507
2023-03-03 | 0.0459 | 0.0503
2023-03-03 00:15 | 0.046 | 0.5578
2023-03-03 00:30 | 0.046 | 1.0412
2023-03-03 00:45 | 0.0458 | 1.1074
2023-03-03 01:00 | 0.0453 | 0.624
2023-03-03 01:15 | 0.0452 | 1.026
2023-03-03 01:30 | 0.0459 | 1.1828
2023-03-03 01:45 | 0.0458 | 0.6294
2023-03-03 02:00 | 0.0458 | 1.0105
2023-03-03 02:15 | 0.0459 | 1.1599
2023-03-03 02:30 | 0.0459 | 0.8491
2023-03-03 02:45 | 0.0456 | 0.8733
2023-03-03 03:00 | 0.0458 | 1.1503
2023-03-03 03:15 | 0.0459 | 1.0229
2023-03-03 03:30 | 0.0459 | 0.7045
2023-03-03 03:45 | 0.0457 | 1.1062
2023-03-03 04:00 | 0.0457 | 1.1866
2023-03-03 04:15 | 0.0457 | 0.6502
2023-03-03 04:30 | 0.0456 | 1.0598
2023-03-03 04:45 | 0.0454 | 1.1696
2023-03-03 05:00 | 0.0457 | 0.8567
2023-03-03 05:15 | 0.0457 | 0.8465
2023-03-03 05:30 | 0.0455 | 1.1492
2023-03-03 05:45 | 0.0455 | 1.0259
2023-03-03 06:00 | 0.0454 | 0.902
2023-03-03 06:15 | 0.0452 | 1.371
2023-03-03 06:30 | 2.204 | 1.3214
2023-03-03 06:45 | 2.4956 | 0.6717
2023-03-03 07:00 | 2.3684 | 1.4438
2023-03-03 07:15 | 1.8557 | 1.3329
2023-03-03 07:30 | 1.9624 | 0.9906
2023-03-03 07:45 | 1.6914 | 0.7921
2023-03-03 08:00 | 1.7356 | 1.1438
2023-03-03 08:15 | 1.8664 | 0.6867
2023-03-03 08:30 | 1.2752 | 0.9712
2023-03-03 08:45 | 2.0437 | 1.1645
2023-03-03 09:00 | 1.8009 | 0.9956
2023-03-03 09:15 | 1.4291 | 0.724
2023-03-03 09:30 | 1.45 | 1.0924
2023-03-03 09:45 | 1.0522 | 1.0473
2023-03-03 10:00 | 0.0401 | 0.7102
2023-03-03 10:15 | 0.0464 | 1.0696
2023-03-03 10:30 | 0.0461 | 1.132
2023-03-03 10:45 | 0.0462 | 0.7693
2023-03-03 11:00 | 0.0462 | 0.9636
2023-03-03 11:15 | 0.0462 | 1.1135
2023-03-03 11:30 | 0.0459 | 1.0599
2023-03-03 11:45 | 0.0458 | 0.7187
2023-03-03 12:00 | 0.046 | 1.1081
2023-03-03 12:15 | 0.0461 | 1.0743
2023-03-03 12:30 | 0.0461 | 0.771
2023-03-03 12:45 | 0.0458 | 1.078
2023-03-03 13:00 | 0.0453 | 1.1483
2023-03-03 13:15 | 0.0456 | 0.8271
2023-03-03 13:30 | 0.0459 | 0.9622
2023-03-03 13:45 | 0.0459 | 1.1293
2023-03-03 14:00 | 0.0456 | 1.1056
2023-03-03 14:15 | 0.0456 | 0.6932
2023-03-03 14:30 | 0.0455 | 1.0991
2023-03-03 14:45 | 0.0454 | 0.7417
2023-03-03 15:00 | 0.0456 | 0.964
2023-03-03 15:15 | 0.046 | 1.1236
2023-03-03 15:30 | 0.046 | 1.0819
2023-03-03 15:45 | 0.0459 | 0.1546
2023-03-03 16:00 | 0.0457 | 0.0344
2023-03-03 16:15 | 0.0456 | 0.0495
2023-03-03 16:30 | 0.0459 | 0.0498
2023-03-03 16:45 | 0.0456 | 0.0495
2023-03-03 17:00 | 0.0456 | 0.0495
2023-03-03 17:15 | 0.0454 | 0.0493
2023-03-03 17:30 | 0.0452 | 0.049
2023-03-03 17:45 | 0.0448 | 0.0487
2023-03-03 18:00 | 0.045 | 0.0488
2023-03-03 18:15 | 0.045 | 0.0489
2023-03-03 18:30 | 0.0451 | 0.0489
2023-03-03 18:45 | 0.0453 | 0.0491
2023-03-03 19:00 | 0.0453 | 0.0491
2023-03-03 19:15 | 0.045 | 0.0487
2023-03-03 19:30 | 0.0448 | 0.0486
2023-03-03 19:45 | 0.0449 | 0.0488
2023-03-03 20:00 | 0.0451 | 0.0492
2023-03-03 20:15 | 0.0452 | 0.0491
2023-03-03 20:30 | 0.0452 | 0.0491
2023-03-03 20:45 | 0.045 | 0.049
2023-03-03 21:00 | 0.045 | 0.049
2023-03-03 21:15 | 0.0451 | 0.0493
2023-03-03 21:30 | 0.0452 | 0.0492
2023-03-03 21:45 | 0.0454 | 0.0494
2023-03-03 22:00 | 0.0454 | 0.0495
2023-03-03 22:15 | 0.0456 | 0.0498
2023-03-03 22:30 | 0.0459 | 0.0501
2023-03-03 22:45 | 0.0459 | 0.0501
2023-03-03 23:00 | 0.046 | 0.0502
2023-03-03 23:15 | 0.0456 | 0.0499
2023-03-03 23:30 | 0.0457 | 0.05
2023-03-03 23:45 | 0.0457 | 0.0499
2023-03-04 | 0.0458 | 0.0501
2023-03-04 00:15 | 0.0457 | 0.0501
2023-03-04 00:30 | 0.0458 | 0.05
2023-03-04 00:45 | 0.0458 | 0.0501
2023-03-04 01:00 | 0.0458 | 0.0501
2023-03-04 01:15 | 0.0459 | 0.0502
2023-03-04 01:30 | 0.0459 | 0.0502
2023-03-04 01:45 | 0.0459 | 0.0502
2023-03-04 02:00 | 0.0458 | 0.0501
2023-03-04 02:15 | 0.0459 | 0.0503
2023-03-04 02:30 | 0.046 | 0.0503
2023-03-04 02:45 | 0.0461 | 0.0504
2023-03-04 03:00 | 0.046 | 0.3215
2023-03-04 03:15 | 0.0458 | 1.0028
2023-03-04 03:30 | 0.046 | 1.0546
2023-03-04 03:45 | 0.0459 | 0.7704
2023-03-04 04:00 | 0.0458 | 1.1753
2023-03-04 04:15 | 0.0456 | 1.233
2023-03-04 04:30 | 0.0457 | 1.0332
2023-03-04 04:45 | 0.0458 | 0.9043
2023-03-04 05:00 | 0.0454 | 1.2636
2023-03-04 05:15 | 0.0454 | 1.2324
2023-03-04 05:30 | 0.0457 | 0.6302
2023-03-04 05:45 | 0.0455 | 1.4159
2023-03-04 06:00 | 0.0453 | 1.3111
2023-03-04 06:15 | 0.0456 | 0.9498
2023-03-04 06:30 | 1.9188 | 1.0919
2023-03-04 06:45 | 2.0202 | 1.2547
2023-03-04 07:00 | 2.0349 | 1.0994
2023-03-04 07:15 | 1.878 | 0.8072
2023-03-04 07:30 | 2.1586 | 1.338
2023-03-04 07:45 | 2.3536 | 1.2484
2023-03-04 08:00 | 0.8442 | 0.6594
2023-03-04 08:15 | 2.523 | 1.328
2023-03-04 08:30 | 2.2035 | 1.1703
2023-03-04 08:45 | 1.9147 | 0.7143
2023-03-04 09:00 | 1.6528 | 1.3655
2023-03-04 09:15 | 1.8267 | 1.2482
2023-03-04 09:30 | 2.0429 | 0.7191
2023-03-04 09:45 | 2.0263 | 1.3007
2023-03-04 10:00 | 0.6089 | 1.2491
2023-03-04 10:15 | 1.8766 | 0.9915
2023-03-04 10:30 | 0.0337 | 0.9771
2023-03-04 10:45 | 0.0451 | 1.2581
2023-03-04 11:00 | 0.0449 | 1.2358
2023-03-04 11:15 | 0.0452 | 0.6313
2023-03-04 11:30 | 0.0433 | 1.4055
2023-03-04 11:45 | 0.0438 | 1.2526
2023-03-04 12:00 | 0.0446 | 0.7843
2023-03-04 12:15 | 0.0448 | 1.2595
2023-03-04 12:30 | 0.0454 | 1.2559
2023-03-04 12:45 | 0.0438 | 1.0341
2023-03-04 13:00 | 0.0437 | 0.9785
2023-03-04 13:15 | 0.0439 | 1.2851
2023-03-04 13:30 | 0.0444 | 1.2546
2023-03-04 13:45 | 0.0451 | 0.6342
2023-03-04 14:00 | 0.0452 | 1.3726
2023-03-04 14:15 | 0.0455 | 1.2566
2023-03-04 14:30 | 0.0455 | 0.8654
2023-03-04 14:45 | 0.0454 | 1.1276
2023-03-04 15:00 | 0.0453 | 1.2552
2023-03-04 15:15 | 0.0453 | 0.63
2023-03-04 15:30 | 0.0451 | 1.0338
2023-03-04 15:45 | 0.0451 | 1.0922
2023-03-04 16:00 | 0.0447 | 0.8693
2023-03-04 16:15 | 0.045 | 0.8083
2023-03-04 16:30 | 0.045 | 1.0765
2023-03-04 16:45 | 0.0451 | 0.9951
2023-03-04 17:00 | 0.0449 | 0.8524
2023-03-04 17:15 | 0.0445 | 1.2968
2023-03-04 17:30 | 0.0445 | 1.2457
2023-03-04 17:45 | 0.0442 | 0.6548
2023-03-04 18:00 | 0.0443 | 1.3671
2023-03-04 18:15 | 0.0446 | 1.2554
2023-03-04 18:30 | 0.0447 | 0.9882
2023-03-04 18:45 | 0.0449 | 1.0235
2023-03-04 19:00 | 0.045 | 1.2614
2023-03-04 19:15 | 0.045 | 1.1827
2023-03-04 19:30 | 0.0451 | 0.6814
2023-03-04 19:45 | 0.045 | 1.3675
2023-03-04 20:00 | 0.0446 | 1.2486
2023-03-04 20:15 | 0.0447 | 0.7505
2023-03-04 20:30 | 0.0445 | 1.2741
2023-03-04 20:45 | 0.0449 | 1.2538
2023-03-04 21:00 | 0.0448 | 1.0123
2023-03-04 21:15 | 0.0451 | 0.9582
2023-03-04 21:30 | 0.0454 | 1.2627
2023-03-04 21:45 | 0.0456 | 0.8166
2023-03-04 22:00 | 0.0452 | 1.1627
2023-03-04 22:15 | 0.0453 | 1.2467
2023-03-04 22:30 | 0.0457 | 1.042
2023-03-04 22:45 | 0.0459 | 0.8905
2023-03-04 23:00 | 0.046 | 1.3048
2023-03-04 23:15 | 0.0462 | 1.2407
2023-03-04 23:30 | 0.046 | 0.6354
2023-03-04 23:45 | 0.0457 | 1.3671
2023-03-05 | 0.0459 | 1.2442
2023-03-05 00:15 | 0.046 | 0.9663
2023-03-05 00:30 | 0.0459 | 1.0042
2023-03-05 00:45 | 0.0459 | 1.2464
2023-03-05 01:00 | 0.0458 | 1.15
2023-03-05 01:15 | 0.0457 | 0.7026
2023-03-05 01:30 | 0.0456 | 1.3494
2023-03-05 01:45 | 0.0454 | 1.2364
2023-03-05 02:00 | 0.0455 | 0.7214
2023-03-05 02:15 | 0.0456 | 0.5322
2023-03-05 02:30 | 0.0456 | 0.0437
2023-03-05 02:45 | 0.0455 | 0.0497
2023-03-05 03:00 | 0.0457 | 0.0498
2023-03-05 03:15 | 0.0458 | 0.05
2023-03-05 03:30 | 0.0457 | 0.0499
2023-03-05 03:45 | 0.0458 | 0.05
2023-03-05 04:00 | 0.0457 | 0.05
2023-03-05 04:15 | 0.0457 | 0.0501
2023-03-05 04:30 | 0.0457 | 0.05
2023-03-05 04:45 | 0.0456 | 0.0498
2023-03-05 05:00 | 0.0455 | 0.0498
2023-03-05 05:15 | 0.0456 | 0.0499
2023-03-05 05:30 | 0.0456 | 0.0499
2023-03-05 05:45 | 0.0456 | 0.05
2023-03-05 06:00 | 0.0456 | 0.0546
2023-03-05 06:15 | 0.0454 | 0.9097
2023-03-05 06:30 | 2.4087 | 1.0273
2023-03-05 06:45 | 2.7433 | 0.9524
2023-03-05 07:00 | 2.3258 | 0.7616
2023-03-05 07:15 | 2.1542 | 1.2925
2023-03-05 07:30 | 2.199 | 1.2127
2023-03-05 07:45 | 2.2191 | 0.693
2023-03-05 08:00 | 2.684 | 1.2804
2023-03-05 08:15 | 1.4474 | 1.1898
2023-03-05 08:30 | 2.5031 | 0.6119
2023-03-05 08:45 | 2.3453 | 1.0446
2023-03-05 09:00 | 1.9905 | 1.0809
2023-03-05 09:15 | 1.6351 | 0.7256
2023-03-05 09:30 | 1.7439 | 0.9409
2023-03-05 09:45 | 1.7022 | 1.0639
2023-03-05 10:00 | 1.5305 | 0.9549
2023-03-05 10:15 | 1.4953 | 0.6884
2023-03-05 10:30 | 1.0369 | 1.0477
2023-03-05 10:45 | 1.5217 | 1.0958
2023-03-05 11:00 | 1.3366 | 0.6096
2023-03-05 11:15 | 0.0314 | 1.0008
2023-03-05 11:30 | 0.0436 | 1.092
2023-03-05 11:45 | 0.0441 | 0.7671
2023-03-05 12:00 | 0.0442 | 0.8763
2023-03-05 12:15 | 0.0447 | 1.0735
2023-03-05 12:30 | 0.045 | 0.9813
2023-03-05 12:45 | 0.0449 | 0.6964
2023-03-05 13:00 | 0.0446 | 1.0479
2023-03-05 13:15 | 0.0446 | 1.0999
2023-03-05 13:30 | 0.0443 | 0.6374
2023-03-05 13:45 | 0.0444 | 1.0026
2023-03-05 14:00 | 0.043 | 1.0948
2023-03-05 14:15 | 0.0437 | 0.7706
2023-03-05 14:30 | 0.0443 | 0.866
2023-03-05 14:45 | 0.0453 | 1.0448
2023-03-05 15:00 | 0.0456 | 0.6505
2023-03-05 15:15 | 0.0455 | 1.002
2023-03-05 15:30 | 0.0449 | 1.0932
2023-03-05 15:45 | 0.0452 | 0.7455
2023-03-05 16:00 | 0.0453 | 0.0219
2023-03-05 16:15 | 0.0448 | 0.0482
2023-03-05 16:30 | 0.045 | 0.0482
2023-03-05 16:45 | 0.0447 | 0.0484
2023-03-05 17:00 | 0.0445 | 0.0483
2023-03-05 17:15 | 0.0446 | 0.0483
2023-03-05 17:30 | 0.0445 | 0.0481
2023-03-05 17:45 | 0.045 | 0.0487
2023-03-05 18:00 | 0.0449 | 0.0487
2023-03-05 18:15 | 0.0449 | 0.0486
2023-03-05 18:30 | 0.0449 | 0.0487
2023-03-05 18:45 | 0.0449 | 0.0488
2023-03-05 19:00 | 0.0446 | 0.0483
2023-03-05 19:15 | 0.0447 | 0.0485
2023-03-05 19:30 | 0.0447 | 0.0487
2023-03-05 19:45 | 0.045 | 0.0488
2023-03-05 20:00 | 0.0449 | 0.0489
2023-03-05 20:15 | 0.045 | 0.0489
2023-03-05 20:30 | 0.0451 | 0.0489
2023-03-05 20:45 | 0.0451 | 0.7305
2023-03-05 21:00 | 0.0451 | 1.0376
2023-03-05 21:15 | 0.0451 | 0.9933
2023-03-05 21:30 | 0.0454 | 0.6583
2023-03-05 21:45 | 0.0454 | 0.9721
2023-03-05 22:00 | 0.0453 | 1.0648
2023-03-05 22:15 | 0.0454 | 0.6892
2023-03-05 22:30 | 0.0457 | 0.9442
2023-03-05 22:45 | 0.0457 | 1.0361
2023-03-05 23:00 | 0.0457 | 0.9486
2023-03-05 23:15 | 0.0454 | 0.6807
2023-03-05 23:30 | 0.0456 | 1.0067
2023-03-05 23:45 | 0.0456 | 0.9972
2023-03-06 | 0.0458 | 0.6743
2023-03-06 00:15 | 0.046 | 0.9716
2023-03-06 00:30 | 0.0459 | 1.0678
2023-03-06 00:45 | 0.0459 | 0.6732
2023-03-06 01:00 | 0.0459 | 0.9002
2023-03-06 01:15 | 0.0459 | 1.0408
2023-03-06 01:30 | 0.0459 | 0.9245
2023-03-06 01:45 | 0.0459 | 0.69
2023-03-06 02:00 | 0.046 | 1.0036
2023-03-06 02:15 | 0.0459 | 0.6686
2023-03-06 02:30 | 0.0459 | 0.9488
2023-03-06 02:45 | 0.046 | 1.0347
2023-03-06 03:00 | 0.0459 | 0.9197
2023-03-06 03:15 | 0.0458 | 0.6942
2023-03-06 03:30 | 0.0458 | 1.0109
2023-03-06 03:45 | 0.0459 | 0.9805
2023-03-06 04:00 | 0.0458 | 0.6658
2023-03-06 04:15 | 0.0454 | 0.9822
2023-03-06 04:30 | 0.0455 | 1.0671
2023-03-06 04:45 | 0.0454 | 0.6681
2023-03-06 05:00 | 0.0454 | 0.9063
2023-03-06 05:15 | 0.0453 | 1.0332
2023-03-06 05:30 | 0.0451 | 0.9033
2023-03-06 05:45 | 0.0456 | 0.7074
2023-03-06 06:00 | 0.0452 | 1.0149
2023-03-06 06:15 | 0.0451 | 0.9718
2023-03-06 06:30 | 1.994 | 0.7276
2023-03-06 06:45 | 2.0734 | 0.9882
2023-03-06 07:00 | 1.9562 | 1.0636
2023-03-06 07:15 | 1.726 | 0.6763
2023-03-06 07:30 | 1.6061 | 0.9063
2023-03-06 07:45 | 1.4718 | 1.0374
2023-03-06 08:00 | 1.4996 | 0.9417
2023-03-06 08:15 | 1.4704 | 0.6851
2023-03-06 08:30 | 1.2822 | 0.9753
2023-03-06 08:45 | 1.2219 | 0.7024
2023-03-06 09:00 | 1.2488 | 0.931
2023-03-06 09:15 | 1.4354 | 0.9881
2023-03-06 09:30 | 1.2765 | 0.9445
2023-03-06 09:45 | 0.8998 | 0.6823
2023-03-06 10:00 | 1.3546 | 0.9738
2023-03-06 10:15 | 1.1861 | 0.9852
2023-03-06 10:30 | 0.9922 | 0.6446
2023-03-06 10:45 | 0.4808 | 0.9595
2023-03-06 11:00 | 0.0459 | 1.0159
2023-03-06 11:15 | 0.0461 | 0.7549
2023-03-06 11:30 | 0.0461 | 0.8693
2023-03-06 11:45 | 0.0461 | 0.9955
2023-03-06 12:00 | 0.0459 | 0.9457
2023-03-06 12:15 | 0.0457 | 0.7244
2023-03-06 12:30 | 0.0457 | 0.9597
2023-03-06 12:45 | 0.0457 | 0.984
2023-03-06 13:00 | 0.0457 | 0.9981
2023-03-06 13:15 | 0.0459 | 0.9995
2023-03-06 13:30 | 0.0457 | 1.0005
2023-03-06 13:45 | 0.0456 | 1.0015
2023-03-06 14:00 | 0.0456 | 1.0019
2023-03-06 14:15 | 0.0456 | 0.8197
2023-03-06 14:30 | 0.0453 | 0.8172
2023-03-06 14:45 | 0.0452 | 0.9869
2023-03-06 15:00 | 0.0455 | 0.6686
2023-03-06 15:15 | 0.0454 | 0.9376
2023-03-06 15:30 | 0.0454 | 0.9726
2023-03-06 15:45 | 0.0452 | 0.3345
2023-03-06 16:00 | 0.0451 | 0.0407
2023-03-06 16:15 | 0.0451 | 0.0488
2023-03-06 16:30 | 0.045 | 0.0487
2023-03-06 16:45 | 0.045 | 0.0488
2023-03-06 17:00 | 0.0447 | 0.0484
2023-03-06 17:15 | 0.0448 | 0.0485
2023-03-06 17:30 | 0.0451 | 0.049
2023-03-06 17:45 | 0.0449 | 0.0488
2023-03-06 18:00 | 0.0448 | 0.0485
2023-03-06 18:15 | 0.0449 | 0.0486
2023-03-06 18:30 | 0.0448 | 0.0484
2023-03-06 18:45 | 0.0449 | 0.0486
2023-03-06 19:00 | 0.045 | 0.0487
2023-03-06 19:15 | 0.0452 | 0.049
2023-03-06 19:30 | 0.0447 | 0.0484
2023-03-06 19:45 | 0.0448 | 0.0486
2023-03-06 20:00 | 0.0446 | 0.0485
2023-03-06 20:15 | 0.0444 | 0.0483
2023-03-06 20:30 | 0.0446 | 0.0482
2023-03-06 20:45 | 0.0447 | 0.0486
2023-03-06 21:00 | 0.0448 | 0.0489
2023-03-06 21:15 | 0.0452 | 0.0492
2023-03-06 21:30 | 0.0455 | 0.0494
2023-03-06 21:45 | 0.0455 | 0.0495
2023-03-06 22:00 | 0.0455 | 0.0497
2023-03-06 22:15 | 0.0457 | 0.0498
2023-03-06 22:30 | 0.0459 | 0.05
2023-03-06 22:45 | 0.0453 | 0.0493
2023-03-06 23:00 | 0.0453 | 0.0494
2023-03-06 23:15 | 0.0455 | 0.0497
2023-03-06 23:30 | 0.0458 | 0.0499
2023-03-06 23:45 | 0.0458 | 0.0499
2023-03-07 | 0.0458 | 0.0501
2023-03-07 00:15 | 0.0459 | 0.0502
2023-03-07 00:30 | 0.0461 | 0.0502
2023-03-07 00:45 | 0.0461 | 0.0504
2023-03-07 01:00 | 0.0462 | 0.0505
2023-03-07 01:15 | 0.0461 | 0.0504
2023-03-07 01:30 | 0.0462 | 0.0506
2023-03-07 01:45 | 0.0462 | 0.0504
2023-03-07 02:00 | 0.0461 | 0.5297
2023-03-07 02:15 | 0.0462 | 1.0874
2023-03-07 02:30 | 0.0462 | 1.0453
2023-03-07 02:45 | 0.0462 | 0.7097
2023-03-07 03:00 | 0.0462 | 0.9407
2023-03-07 03:15 | 0.0461 | 0.9725
2023-03-07 03:30 | 0.0462 | 0.8964
2023-03-07 03:45 | 0.0462 | 0.7342
2023-03-07 04:00 | 0.046 | 0.9688
2023-03-07 04:15 | 0.0459 | 1.0506
2023-03-07 04:30 | 0.0458 | 0.6528
2023-03-07 04:45 | 0.0458 | 0.9413
2023-03-07 05:00 | 0.0453 | 1.0411
2023-03-07 05:15 | 0.0453 | 0.9282
2023-03-07 05:30 | 0.0457 | 0.7407
2023-03-07 05:45 | 0.0456 | 0.9911
2023-03-07 06:00 | 0.0455 | 0.9629
2023-03-07 06:15 | 0.0454 | 0.7275
2023-03-07 06:30 | 1.9416 | 0.9588
2023-03-07 06:45 | 2.402 | 1.0475
2023-03-07 07:00 | 2.1548 | 0.8238
2023-03-07 07:15 | 1.8796 | 0.8307
2023-03-07 07:30 | 1.918 | 1.0164
2023-03-07 07:45 | 1.7416 | 0.6383
2023-03-07 08:00 | 1.8573 | 1.2087
2023-03-07 08:15 | 1.7797 | 1.121
2023-03-07 08:30 | 1.3666 | 0.9134
2023-03-07 08:45 | 2.0533 | 0.9288
2023-03-07 09:00 | 1.8747 | 1.1337
2023-03-07 09:15 | 1.854 | 1.1403
2023-03-07 09:30 | 1.5978 | 0.5963
2023-03-07 09:45 | 1.7519 | 0.9685
2023-03-07 10:00 | 1.4693 | 0.9827
2023-03-07 10:15 | 1.4385 | 0.8561
2023-03-07 10:30 | 1.0986 | 0.7102
2023-03-07 10:45 | 0.0381 | 0.9642
2023-03-07 11:00 | 0.0462 | 0.9226
2023-03-07 11:15 | 0.046 | 0.7822
2023-03-07 11:30 | 0.0462 | 1.1974
2023-03-07 11:45 | 0.0457 | 1.1414
2023-03-07 12:00 | 0.046 | 0.7197
2023-03-07 12:15 | 0.0455 | 0.8543
2023-03-07 12:30 | 0.0451 | 0.9778
2023-03-07 12:45 | 0.0457 | 0.879
2023-03-07 13:00 | 0.0459 | 0.6826
2023-03-07 13:15 | 0.0458 | 0.9554
2023-03-07 13:30 | 0.0456 | 1.021
2023-03-07 13:45 | 0.0454 | 0.5858
2023-03-07 14:00 | 0.0454 | 0.9376
2023-03-07 14:15 | 0.0451 | 0.855
2023-03-07 14:30 | 0.0449 | 0.7344
2023-03-07 14:45 | 0.0449 | 0.9611
2023-03-07 15:00 | 0.045 | 1.0117
2023-03-07 15:15 | 0.0454 | 0.6134
2023-03-07 15:30 | 0.0454 | 0.9585
2023-03-07 15:45 | 0.0458 | 0.3224
2023-03-07 16:00 | 0.0456 | 0.0471
2023-03-07 16:15 | 0.0456 | 0.0495
2023-03-07 16:30 | 0.0456 | 0.0494
2023-03-07 16:45 | 0.0455 | 0.0493
2023-03-07 17:00 | 0.0451 | 0.0489
2023-03-07 17:15 | 0.0448 | 0.0486
2023-03-07 17:30 | 0.0446 | 0.0483
2023-03-07 17:45 | 0.0445 | 0.0481
2023-03-07 18:00 | 0.0446 | 0.0484
2023-03-07 18:15 | 0.0447 | 0.0484
2023-03-07 18:30 | 0.0447 | 0.0485
2023-03-07 18:45 | 0.0448 | 0.0485
2023-03-07 19:00 | 0.045 | 0.0488
2023-03-07 19:15 | 0.0449 | 0.0487
2023-03-07 19:30 | 0.0446 | 0.0484
2023-03-07 19:45 | 0.0446 | 0.0483
2023-03-07 20:00 | 0.0449 | 0.0487
2023-03-07 20:15 | 0.0444 | 0.0482
2023-03-07 20:30 | 0.0447 | 0.0485
2023-03-07 20:45 | 0.0447 | 0.0485
2023-03-07 21:00 | 0.0448 | 0.0486
2023-03-07 21:15 | 0.0449 | 0.0488
2023-03-07 21:30 | 0.045 | 0.0488
2023-03-07 21:45 | 0.0451 | 0.4704
2023-03-07 22:00 | 0.0453 | 1.1912
2023-03-07 22:15 | 0.0454 | 1.095
2023-03-07 22:30 | 0.0456 | 0.6852
2023-03-07 22:45 | 0.0458 | 1.1017
2023-03-07 23:00 | 0.0457 | 1.097
2023-03-07 23:15 | 0.0457 | 0.9107
2023-03-07 23:30 | 0.046 | 0.8429
2023-03-07 23:45 | 0.046 | 1.143
2023-03-08 | 0.046 | 1.1097
2023-03-08 00:15 | 0.046 | 0.6725
2023-03-08 00:30 | 0.0461 | 1.0837
2023-03-08 00:45 | 0.0463 | 1.1
2023-03-08 01:00 | 0.046 | 0.912
2023-03-08 01:15 | 0.0458 | 0.7755
2023-03-08 01:30 | 0.0458 | 1.1945
2023-03-08 01:45 | 0.0459 | 1.1093
2023-03-08 02:00 | 0.0457 | 0.7202
2023-03-08 02:15 | 0.0458 | 1.0751
2023-03-08 02:30 | 0.0457 | 1.1014
2023-03-08 02:45 | 0.0457 | 0.5724
2023-03-08 03:00 | 0.0456 | 1.2047
2023-03-08 03:15 | 0.0455 | 1.1051
2023-03-08 03:30 | 0.0457 | 0.8686
2023-03-08 03:45 | 0.0457 | 0.8936
2023-03-08 04:00 | 0.0455 | 1.115
2023-03-08 04:15 | 0.0455 | 1.1128
2023-03-08 04:30 | 0.0454 | 0.6055
2023-03-08 04:45 | 0.0461 | 1.1781
2023-03-08 05:00 | 0.046 | 1.1037
2023-03-08 05:15 | 0.0458 | 0.8805
2023-03-08 05:30 | 0.046 | 0.8565
2023-03-08 05:45 | 0.0458 | 1.1452
2023-03-08 06:00 | 0.0454 | 1.1131
2023-03-08 06:15 | 0.0455 | 0.629
2023-03-08 06:30 | 1.645 | 1.1397
2023-03-08 06:45 | 2.5211 | 1.1026
2023-03-08 07:00 | 2.4982 | 0.8919
2023-03-08 07:15 | 2.1023 | 0.7994
2023-03-08 07:30 | 1.2528 | 1.1631
2023-03-08 07:45 | 2.3578 | 1.1137
2023-03-08 08:00 | 2.2588 | 0.6618
2023-03-08 08:15 | 1.8067 | 1.1213
2023-03-08 08:30 | 1.9448 | 1.1048
2023-03-08 08:45 | 1.6431 | 0.9222
2023-03-08 09:00 | 1.7191 | 0.7125
2023-03-08 09:15 | 1.8649 | 0.9554
2023-03-08 09:30 | 1.3677 | 0.8051
2023-03-08 09:45 | 1.691 | 0.9677
2023-03-08 10:00 | 1.8084 | 1.1105
2023-03-08 10:15 | 1.7649 | 1.0042
2023-03-08 10:30 | 1.3953 | 0.6914
2023-03-08 10:45 | 1.1741 | 0.9245
2023-03-08 11:00 | 1.3737 | 0.9863
2023-03-08 11:15 | 1.2168 | 0.65
2023-03-08 11:30 | 1.1989 | 0.8904
2023-03-08 11:45 | 1.2368 | 0.9421
2023-03-08 12:00 | 1.0666 | 0.8711
2023-03-08 12:15 | 1.2227 | 0.6977
2023-03-08 12:30 | 1.3389 | 0.9312
2023-03-08 12:45 | 1.2204 | 0.8817
2023-03-08 13:00 | 0.0803 | 0.7167
2023-03-08 13:15 | 0.0459 | 0.928
2023-03-08 13:30 | 0.0459 | 0.9553
2023-03-08 13:45 | 0.0459 | 0.6788
2023-03-08 14:00 | 0.0461 | 0.888
2023-03-08 14:15 | 0.0456 | 0.9448
2023-03-08 14:30 | 0.046 | 0.87
2023-03-08 14:45 | 0.046 | 0.7168
2023-03-08 15:00 | 0.0458 | 0.9303
2023-03-08 15:15 | 0.0453 | 0.9694
2023-03-08 15:30 | 0.0455 | 0.7662
2023-03-08 15:45 | 0.0453 | 0.8161
2023-03-08 16:00 | 0.0452 | 0.0772
2023-03-08 16:15 | 0.0457 | 0.0495
2023-03-08 16:30 | 0.0458 | 0.0495
2023-03-08 16:45 | 0.0456 | 0.0494
2023-03-08 17:00 | 0.0451 | 0.0487
2023-03-08 17:15 | 0.0447 | 0.0485
2023-03-08 17:30 | 0.0444 | 0.0481
2023-03-08 17:45 | 0.0447 | 0.0484
2023-03-08 18:00 | 0.0448 | 0.0484
2023-03-08 18:15 | 0.045 | 0.0487
2023-03-08 18:30 | 0.045 | 0.0487
2023-03-08 18:45 | 0.0452 | 0.0489
2023-03-08 19:00 | 0.0453 | 0.0492
2023-03-08 19:15 | 0.0455 | 0.0493
2023-03-08 19:30 | 0.0456 | 0.0493
2023-03-08 19:45 | 0.0452 | 0.0489
2023-03-08 20:00 | 0.0454 | 0.0493
2023-03-08 20:15 | 0.0457 | 0.0496
2023-03-08 20:30 | 0.0459 | 0.0497
2023-03-08 20:45 | 0.0452 | 0.049
2023-03-08 21:00 | 0.045 | 0.0488
2023-03-08 21:15 | 0.0452 | 0.0491
2023-03-08 21:30 | 0.0454 | 0.0492
2023-03-08 21:45 | 0.0455 | 0.0495
2023-03-08 22:00 | 0.0458 | 0.0497
2023-03-08 22:15 | 0.0454 | 0.4495
2023-03-08 22:30 | 0.0453 | 1.1384
2023-03-08 22:45 | 0.0456 | 1.028
2023-03-08 23:00 | 0.0457 | 0.6893
2023-03-08 23:15 | 0.0457 | 0.8838
2023-03-08 23:30 | 0.0459 | 0.9043
2023-03-08 23:45 | 0.0458 | 0.6452
2023-03-09 | 0.0459 | 0.9159
2023-03-09 00:15 | 0.046 | 0.9287
2023-03-09 00:30 | 0.0462 | 0.7126
2023-03-09 00:45 | 0.0461 | 0.8477
2023-03-09 01:00 | 0.0463 | 0.9182
2023-03-09 01:15 | 0.0461 | 0.8312
2023-03-09 01:30 | 0.0462 | 0.6686
2023-03-09 01:45 | 0.0461 | 0.9008
2023-03-09 02:00 | 0.0461 | 0.9446
2023-03-09 02:15 | 0.0462 | 0.5503
2023-03-09 02:30 | 0.0462 | 0.9049
2023-03-09 02:45 | 0.0461 | 0.9217
2023-03-09 03:00 | 0.0461 | 0.7201
2023-03-09 03:15 | 0.0461 | 0.8153
2023-03-09 03:30 | 0.0461 | 0.9148
2023-03-09 03:45 | 0.046 | 0.8328
2023-03-09 04:00 | 0.046 | 0.6636
2023-03-09 04:15 | 0.046 | 0.904
2023-03-09 04:30 | 0.0459 | 0.9306
2023-03-09 04:45 | 0.0458 | 0.5985
2023-03-09 05:00 | 0.0457 | 0.923
2023-03-09 05:15 | 0.0457 | 0.9202
2023-03-09 05:30 | 0.0456 | 0.8332
2023-03-09 05:45 | 0.0454 | 0.7052
2023-03-09 06:00 | 0.0458 | 0.915
2023-03-09 06:15 | 0.0457 | 0.6812
2023-03-09 06:30 | 2.0075 | 1.0807
2023-03-09 06:45 | 2.2891 | 1.019
2023-03-09 07:00 | 2.1689 | 0.881
2023-03-09 07:15 | 1.5281 | 0.8357
2023-03-09 07:30 | 1.1002 | 1.0434
2023-03-09 07:45 | 2.1368 | 1.0427
2023-03-09 08:00 | 1.8848 | 0.62
2023-03-09 08:15 | 1.3602 | 0.9242
2023-03-09 08:30 | 1.3511 | 0.9247
2023-03-09 08:45 | 1.5699 | 0.845
2023-03-09 09:00 | 1.3271 | 0.661
2023-03-09 09:15 | 1.3758 | 0.9109
2023-03-09 09:30 | 1.3886 | 0.8867
2023-03-09 09:45 | 1.0442 | 0.6667
2023-03-09 10:00 | 1.4501 | 0.9064
2023-03-09 10:15 | 0.6008 | 0.9283
2023-03-09 10:30 | 0.0462 | 0.8777
2023-03-09 10:45 | 0.0462 | 0.6839
2023-03-09 11:00 | 0.0462 | 0.9081
2023-03-09 11:15 | 0.046 | 0.9044
2023-03-09 11:30 | 0.0461 | 0.904
2023-03-09 11:45 | 0.0459 | 0.8708
2023-03-09 12:00 | 0.0459 | 0.6686
2023-03-09 12:15 | 0.0458 | 0.8988
2023-03-09 12:30 | 0.046 | 0.7216
2023-03-09 12:45 | 0.0462 | 0.845
2023-03-09 13:00 | 0.0461 | 0.8815
2023-03-09 13:15 | 0.0462 | 0.9107
2023-03-09 13:30 | 0.0461 | 0.9126
2023-03-09 13:45 | 0.0459 | 0.9137
2023-03-09 14:00 | 0.0459 | 0.9148
2023-03-09 14:15 | 0.046 | 0.7379
2023-03-09 14:30 | 0.0459 | 0.8304
2023-03-09 14:45 | 0.046 | 0.8859
2023-03-09 15:00 | 0.0459 | 0.9153
2023-03-09 15:15 | 0.0457 | 0.9174
2023-03-09 15:30 | 0.0458 | 0.85
2023-03-09 15:45 | 0.0458 | 0.3563
2023-03-09 16:00 | 0.0453 | 0.0338
2023-03-09 16:15 | 0.0455 | 0.0493
2023-03-09 16:30 | 0.0458 | 0.0496
2023-03-09 16:45 | 0.0456 | 0.0493
2023-03-09 17:00 | 0.0457 | 0.0495
2023-03-09 17:15 | 0.0453 | 0.0489
2023-03-09 17:30 | 0.0451 | 0.0488
2023-03-09 17:45 | 0.0448 | 0.0483
2023-03-09 18:00 | 0.0448 | 0.0485
2023-03-09 18:15 | 0.0448 | 0.0484
2023-03-09 18:30 | 0.0449 | 0.0484
2023-03-09 18:45 | 0.0449 | 0.0486
2023-03-09 19:00 | 0.0451 | 0.0488
2023-03-09 19:15 | 0.0453 | 0.0489
2023-03-09 19:30 | 0.0454 | 0.0491
2023-03-09 19:45 | 0.0453 | 0.0492
2023-03-09 20:00 | 0.0451 | 0.049
2023-03-09 20:15 | 0.0454 | 0.0491
2023-03-09 20:30 | 0.0456 | 0.0493
2023-03-09 20:45 | 0.0457 | 0.0497
2023-03-09 21:00 | 0.0454 | 0.0493
2023-03-09 21:15 | 0.045 | 0.0488
2023-03-09 21:30 | 0.0453 | 0.049
2023-03-09 21:45 | 0.0452 | 0.0492
2023-03-09 22:00 | 0.0454 | 0.0493
2023-03-09 22:15 | 0.0455 | 0.0494
2023-03-09 22:30 | 0.0455 | 0.0494
2023-03-09 22:45 | 0.0456 | 0.0495
2023-03-09 23:00 | 0.0457 | 0.0497
2023-03-09 23:15 | 0.0459 | 0.0499
2023-03-09 23:30 | 0.0461 | 0.05
2023-03-09 23:45 | 0.0459 | 0.0499
2023-03-10 | 0.046 | 0.0501
2023-03-10 00:15 | 0.0463 | 0.0503
2023-03-10 00:30 | 0.0463 | 0.0503
2023-03-10 00:45 | 0.0462 | 0.0503
2023-03-10 01:00 | 0.0461 | 0.0503
2023-03-10 01:15 | 0.0462 | 0.0503
2023-03-10 01:30 | 0.0462 | 0.0504
2023-03-10 01:45 | 0.0462 | 0.0504
2023-03-10 02:00 | 0.0462 | 0.0504
2023-03-10 02:15 | 0.0462 | 0.0503
2023-03-10 02:30 | 0.0463 | 0.0504
2023-03-10 02:45 | 0.0461 | 0.0502
2023-03-10 03:00 | 0.0462 | 0.0503
2023-03-10 03:15 | 0.0461 | 0.0503
2023-03-10 03:30 | 0.0461 | 0.0501
2023-03-10 03:45 | 0.046 | 0.6451
2023-03-10 04:00 | 0.0458 | 1.3034
2023-03-10 04:15 | 0.0459 | 1.1615
2023-03-10 04:30 | 0.0457 | 0.644
2023-03-10 04:45 | 0.0456 | 0.8844
2023-03-10 05:00 | 0.0455 | 0.8843
2023-03-10 05:15 | 0.0455 | 0.7825
2023-03-10 05:30 | 0.0459 | 0.9122
2023-03-10 05:45 | 0.0457 | 1.0138
2023-03-10 06:00 | 0.0454 | 1.0065
2023-03-10 06:15 | 0.0453 | 0.6473
2023-03-10 06:30 | 1.9513 | 1.0838
2023-03-10 06:45 | 2.2704 | 0.9504
2023-03-10 07:00 | 2.2445 | 0.6383
2023-03-10 07:15 | 1.7481 | 1.1405
2023-03-10 07:30 | 1.8774 | 1.0103
2023-03-10 07:45 | 1.8496 | 0.7918
2023-03-10 08:00 | 1.5713 | 0.7597
2023-03-10 08:15 | 1.6827 | 0.8854
2023-03-10 08:30 | 1.1611 | 0.8765
2023-03-10 08:45 | 1.7864 | 0.8765
2023-03-10 09:00 | 1.6827 | 0.6475
2023-03-10 09:15 | 1.4036 | 0.802
2023-03-10 09:30 | 0.8844 | 0.8801
2023-03-10 09:45 | 0.0415 | 0.8805
2023-03-10 10:00 | 0.0458 | 0.8819
2023-03-10 10:15 | 0.046 | 0.8837
2023-03-10 10:30 | 0.0463 | 0.8845
2023-03-10 10:45 | 0.0462 | 0.8855
2023-03-10 11:00 | 0.0461 | 0.8161
2023-03-10 11:15 | 0.046 | 0.6971
2023-03-10 11:30 | 0.046 | 0.8615
2023-03-10 11:45 | 0.0461 | 0.8796
2023-03-10 12:00 | 0.0459 | 0.8962
2023-03-10 12:15 | 0.046 | 0.8978
2023-03-10 12:30 | 0.0459 | 0.8987
2023-03-10 12:45 | 0.046 | 0.8991
2023-03-10 13:00 | 0.0458 | 0.8687
2023-03-10 13:15 | 0.0457 | 0.6736
2023-03-10 13:30 | 0.0461 | 0.8644
2023-03-10 13:45 | 0.0459 | 0.892
2023-03-10 14:00 | 0.0459 | 0.904
2023-03-10 14:15 | 0.046 | 0.9052
2023-03-10 14:30 | 0.0461 | 0.9068
2023-03-10 14:45 | 0.0459 | 0.9076
2023-03-10 15:00 | 0.0459 | 0.9087
2023-03-10 15:15 | 0.0456 | 0.7131
2023-03-10 15:30 | 0.0454 | 0.8557
2023-03-10 15:45 | 0.0453 | 0.2673
2023-03-10 16:00 | 0.0455 | 0.0392
2023-03-10 16:15 | 0.045 | 0.0487
2023-03-10 16:30 | 0.0452 | 0.049
2023-03-10 16:45 | 0.0452 | 0.049
2023-03-10 17:00 | 0.0449 | 0.0486
2023-03-10 17:15 | 0.0451 | 0.0487
2023-03-10 17:30 | 0.0452 | 0.0489
2023-03-10 17:45 | 0.045 | 0.0487
2023-03-10 18:00 | 0.045 | 0.0487
2023-03-10 18:15 | 0.0452 | 0.0488
2023-03-10 18:30 | 0.0454 | 0.0492
2023-03-10 18:45 | 0.0456 | 0.0495
2023-03-10 19:00 | 0.0456 | 0.0494
2023-03-10 19:15 | 0.0457 | 0.0495
2023-03-10 19:30 | 0.0459 | 0.0498
2023-03-10 19:45 | 0.0452 | 0.049
2023-03-10 20:00 | 0.0449 | 0.0487
2023-03-10 20:15 | 0.045 | 0.0488
2023-03-10 20:30 | 0.0452 | 0.049
2023-03-10 20:45 | 0.0453 | 0.0492
2023-03-10 21:00 | 0.0452 | 0.0492
2023-03-10 21:15 | 0.0454 | 0.0493
2023-03-10 21:30 | 0.0451 | 0.0489
2023-03-10 21:45 | 0.0452 | 0.049
2023-03-10 22:00 | 0.0453 | 0.0494
2023-03-10 22:15 | 0.0456 | 0.0496
2023-03-10 22:30 | 0.0457 | 0.0498
2023-03-10 22:45 | 0.0459 | 0.0499
2023-03-10 23:00 | 0.0457 | 0.0497
2023-03-10 23:15 | 0.0459 | 0.05
2023-03-10 23:30 | 0.0461 | 0.0501
2023-03-10 23:45 | 0.0462 | 0.0502
2023-03-11 | 0.046 | 0.0501
2023-03-11 00:15 | 0.046 | 0.0502
2023-03-11 00:30 | 0.0461 | 0.0503
2023-03-11 00:45 | 0.0461 | 0.0501
2023-03-11 01:00 | 0.0461 | 0.0503
2023-03-11 01:15 | 0.046 | 0.0503
2023-03-11 01:30 | 0.0461 | 0.0503
2023-03-11 01:45 | 0.046 | 0.0502
2023-03-11 02:00 | 0.046 | 0.0503
2023-03-11 02:15 | 0.0461 | 0.0504
2023-03-11 02:30 | 0.0463 | 0.0506
2023-03-11 02:45 | 0.0462 | 0.0504
2023-03-11 03:00 | 0.0463 | 0.0505
2023-03-11 03:15 | 0.0463 | 0.0506
2023-03-11 03:30 | 0.0462 | 0.0505
2023-03-11 03:45 | 0.0463 | 0.0506
2023-03-11 04:00 | 0.0461 | 0.0503
2023-03-11 04:15 | 0.0461 | 0.0504
2023-03-11 04:30 | 0.046 | 0.0502
2023-03-11 04:45 | 0.046 | 0.0502
2023-03-11 05:00 | 0.0459 | 0.2398
2023-03-11 05:15 | 0.0458 | 0.9987
2023-03-11 05:30 | 0.0458 | 1.2837
2023-03-11 05:45 | 0.0458 | 0.9239
2023-03-11 06:00 | 0.0456 | 0.6746
2023-03-11 06:15 | 0.0454 | 0.8183
2023-03-11 06:30 | 1.7386 | 0.8398
2023-03-11 06:45 | 1.7913 | 0.7818
2023-03-11 07:00 | 1.7012 | 0.8992
2023-03-11 07:15 | 1.4214 | 0.9332
2023-03-11 07:30 | 1.0329 | 0.9684
2023-03-11 07:45 | 1.8373 | 0.5615
2023-03-11 08:00 | 1.7347 | 0.8601
2023-03-11 08:15 | 1.5113 | 0.8451
2023-03-11 08:30 | 1.3544 | 0.8174
2023-03-11 08:45 | 1.4224 | 0.877
2023-03-11 09:00 | 1.5225 | 0.9317
2023-03-11 09:15 | 1.4527 | 0.8911
2023-03-11 09:30 | 1.1854 | 0.6619
2023-03-11 09:45 | 1.5644 | 0.8796
2023-03-11 10:00 | 1.711 | 0.851
2023-03-11 10:15 | 1.7197 | 0.7966
2023-03-11 10:30 | 1.4591 | 0.8826
2023-03-11 10:45 | 0.508 | 0.9937
2023-03-11 11:00 | 0.0454 | 0.9437
2023-03-11 11:15 | 0.0455 | 0.606
2023-03-11 11:30 | 0.0456 | 0.8723
2023-03-11 11:45 | 0.0456 | 0.848
2023-03-11 12:00 | 0.0455 | 0.6852
2023-03-11 12:15 | 0.0454 | 0.7421
2023-03-11 12:30 | 0.0455 | 0.8414
2023-03-11 12:45 | 0.0452 | 0.7958
2023-03-11 13:00 | 0.0452 | 0.7161
2023-03-11 13:15 | 0.0454 | 1.0695
2023-03-11 13:30 | 0.0453 | 0.9505
2023-03-11 13:45 | 0.0451 | 0.7609
2023-03-11 14:00 | 0.0449 | 0.7654
2023-03-11 14:15 | 0.0451 | 0.8418
2023-03-11 14:30 | 0.0452 | 0.8659
2023-03-11 14:45 | 0.0452 | 0.6152
2023-03-11 15:00 | 0.0453 | 0.8818
2023-03-11 15:15 | 0.0453 | 0.846
2023-03-11 15:30 | 0.0451 | 0.8692
2023-03-11 15:45 | 0.0449 | 0.8467
2023-03-11 16:00 | 0.045 | 0.5967
2023-03-11 16:15 | 0.0452 | 0.865
2023-03-11 16:30 | 0.0452 | 0.851
2023-03-11 16:45 | 0.0451 | 0.8687
2023-03-11 17:00 | 0.045 | 0.8691
2023-03-11 17:15 | 0.0449 | 0.7971
2023-03-11 17:30 | 0.0446 | 0.6997
2023-03-11 17:45 | 0.0444 | 0.8427
2023-03-11 18:00 | 0.0444 | 0.8609
2023-03-11 18:15 | 0.0448 | 0.8677
2023-03-11 18:30 | 0.045 | 0.7822
2023-03-11 18:45 | 0.0451 | 0.7213
2023-03-11 19:00 | 0.0453 | 0.8478
2023-03-11 19:15 | 0.0452 | 0.8528
2023-03-11 19:30 | 0.0451 | 0.7809
2023-03-11 19:45 | 0.0449 | 0.6857
2023-03-11 20:00 | 0.0452 | 0.8677
2023-03-11 20:15 | 0.0455 | 0.8678
2023-03-11 20:30 | 0.0456 | 0.7439
2023-03-11 20:45 | 0.0454 | 0.9557
2023-03-11 21:00 | 0.0455 | 0.9272
2023-03-11 21:15 | 0.0455 | 0.6571
2023-03-11 21:30 | 0.0453 | 0.8588
2023-03-11 21:45 | 0.0452 | 0.8339
2023-03-11 22:00 | 0.0455 | 0.8566
2023-03-11 22:15 | 0.0452 | 0.7973
2023-03-11 22:30 | 0.0452 | 0.8814
2023-03-11 22:45 | 0.0454 | 0.9847
2023-03-11 23:00 | 0.0455 | 0.9745
2023-03-11 23:15 | 0.0457 | 0.8189
2023-03-11 23:30 | 0.0458 | 0.7356
2023-03-11 23:45 | 0.0459 | 0.8632
2023-03-12 | 0.0459 | 0.8619
2023-03-12 00:15 | 0.0458 | 0.8499
2023-03-12 00:30 | 0.046 | 0.6369
2023-03-12 00:45 | 0.046 | 1.1156
2023-03-12 01:00 | 0.0458 | 0.9772
2023-03-12 01:15 | 0.0458 | 0.8424
2023-03-12 01:30 | 0.0458 | 0.7989
2023-03-12 01:45 | 0.0459 | 1.0602
2023-03-12 03:00 | 0.0459 | 0.9758
2023-03-12 03:15 | 0.0458 | 0.815
2023-03-12 03:30 | 0.0459 | 0.8872
2023-03-12 03:45 | 0.0459 | 0.9801
2023-03-12 04:00 | 0.0459 | 0.9685
2023-03-12 04:15 | 0.0458 | 0.6592
2023-03-12 04:30 | 0.0458 | 1.0646
2023-03-12 04:45 | 0.0457 | 0.9326
2023-03-12 05:00 | 0.0457 | 0.6399
2023-03-12 05:15 | 0.0456 | 1.1089
2023-03-12 05:30 | 0.0456 | 0.97
2023-03-12 05:45 | 0.0458 | 0.8399
2023-03-12 06:00 | 0.0457 | 0.8712
2023-03-12 06:15 | 0.0458 | 0.9726
2023-03-12 06:30 | 2.1933 | 0.9175
2023-03-12 06:45 | 2.3059 | 0.6299
2023-03-12 07:00 | 2.3075 | 1.1064
2023-03-12 07:15 | 1.8427 | 0.964
2023-03-12 07:30 | 2.0239 | 0.8121
2023-03-12 07:45 | 1.978 | 0.8796
2023-03-12 08:00 | 1.8015 | 0.9698
2023-03-12 08:15 | 1.9424 | 0.9592
2023-03-12 08:30 | 1.312 | 0.6482
2023-03-12 08:45 | 2.1292 | 0.8578
2023-03-12 09:00 | 2.0385 | 0.857
2023-03-12 09:15 | 1.0421 | 0.8498
2023-03-12 09:30 | 1.9641 | 0.8499
2023-03-12 09:45 | 1.8534 | 0.7824
2023-03-12 10:00 | 1.5366 | 0.8972
2023-03-12 10:15 | 0.2297 | 0.9153
2023-03-12 10:30 | 0.0455 | 0.9604
2023-03-12 10:45 | 0.0454 | 0.9653
2023-03-12 11:00 | 0.0454 | 0.843
2023-03-12 11:15 | 0.0457 | 0.663
2023-03-12 11:30 | 0.0456 | 0.8337
2023-03-12 11:45 | 0.0448 | 0.848
2023-03-12 12:00 | 0.0438 | 0.8583
2023-03-12 12:15 | 0.0443 | 0.8597
2023-03-12 12:30 | 0.0448 | 0.8609
2023-03-12 12:45 | 0.045 | 0.8615
2023-03-12 13:00 | 0.0441 | 0.8618
2023-03-12 13:15 | 0.0438 | 0.6227
2023-03-12 13:30 | 0.0442 | 0.8273
2023-03-12 13:45 | 0.0445 | 0.8295
2023-03-12 14:00 | 0.0451 | 0.8116
2023-03-12 14:15 | 0.0454 | 0.8111
2023-03-12 14:30 | 0.0456 | 0.8121
2023-03-12 14:45 | 0.0457 | 0.8162
2023-03-12 15:00 | 0.0457 | 0.8208
2023-03-12 15:15 | 0.0456 | 0.7666
2023-03-12 15:30 | 0.0455 | 0.2247
2023-03-12 15:45 | 0.0439 | 0.0402
2023-03-12 16:00 | 0.0439 | 0.0489
2023-03-12 16:15 | 0.0447 | 0.0491
2023-03-12 16:30 | 0.0449 | 0.0491
2023-03-12 16:45 | 0.0452 | 0.0498
2023-03-12 17:00 | 0.0455 | 0.0495
2023-03-12 17:15 | 0.0451 | 0.0491
2023-03-12 17:30 | 0.0452 | 0.0492
2023-03-12 17:45 | 0.0442 | 0.0491
2023-03-12 18:00 | 0.0433 | 0.0493
2023-03-12 18:15 | 0.0431 | 0.0486
2023-03-12 18:30 | 0.0436 | 0.0486
2023-03-12 18:45 | 0.0438 | 0.0483
2023-03-12 19:00 | 0.0446 | 0.0485
2023-03-12 19:15 | 0.0441 | 0.607
2023-03-12 19:30 | 0.0417 | 1.236
2023-03-12 19:45 | 0.0426 | 1.2938
2023-03-12 20:00 | 0.0434 | 0.6426
2023-03-12 20:15 | 0.0441 | 0.8423
2023-03-12 20:30 | 0.0448 | 0.8232
2023-03-12 20:45 | 0.0442 | 0.7907
2023-03-12 21:00 | 0.044 | 0.6327
2023-03-12 21:15 | 0.044 | 0.8575
2023-03-12 21:30 | 0.045 | 0.8224
2023-03-12 21:45 | 0.0449 | 0.8001
2023-03-12 22:00 | 0.0448 | 0.7994
2023-03-12 22:15 | 0.045 | 0.7979
2023-03-12 22:30 | 0.0452 | 0.7995
2023-03-12 22:45 | 0.0456 | 0.8009
2023-03-12 23:00 | 0.0457 | 0.6528
2023-03-12 23:15 | 0.0456 | 0.9934
2023-03-12 23:30 | 0.0453 | 0.9078
2023-03-12 23:45 | 0.0456 | 0.9123
2023-03-13 | 0.0457 | 0.9127
2023-03-13 00:15 | 0.0458 | 0.8055
2023-03-13 00:30 | 0.0458 | 0.7875
2023-03-13 00:45 | 0.0457 | 0.9644
2023-03-13 01:00 | 0.0457 | 0.9085
2023-03-13 01:15 | 0.0458 | 0.9123
2023-03-13 01:30 | 0.0458 | 0.9127
2023-03-13 01:45 | 0.0458 | 0.7145
2023-03-13 02:00 | 0.0457 | 0.9286
2023-03-13 02:15 | 0.0456 | 0.9064
2023-03-13 02:30 | 0.0457 | 0.9084
2023-03-13 02:45 | 0.0458 | 0.9125
2023-03-13 03:00 | 0.0458 | 0.7837
2023-03-13 03:15 | 0.0457 | 0.8413
2023-03-13 03:30 | 0.0458 | 0.9181
2023-03-13 03:45 | 0.0459 | 0.911
2023-03-13 04:00 | 0.0459 | 0.9129
2023-03-13 04:15 | 0.0459 | 0.8101
2023-03-13 04:30 | 0.0458 | 0.682
2023-03-13 04:45 | 0.0457 | 0.8481
2023-03-13 05:00 | 0.0456 | 0.8007
2023-03-13 05:15 | 0.0458 | 0.8512
2023-03-13 05:30 | 0.0455 | 0.7597
2023-03-13 05:45 | 0.0455 | 0.8196
2023-03-13 06:00 | 0.0451 | 0.9522
2023-03-13 06:15 | 0.045 | 0.9074
2023-03-13 06:30 | 1.9385 | 0.9068
2023-03-13 06:45 | 2.0107 | 0.7231
2023-03-13 07:00 | 1.9316 | 0.9407
2023-03-13 07:15 | 1.5576 | 0.9088
2023-03-13 07:30 | 1.7216 | 0.9063
2023-03-13 07:45 | 1.7691 | 0.8019
2023-03-13 08:00 | 1.448 | 0.7451
2023-03-13 08:15 | 1.6317 | 0.9986
2023-03-13 08:30 | 1.1632 | 0.9076
2023-03-13 08:45 | 1.7137 | 0.9062
2023-03-13 09:00 | 1.6233 | 0.8138
2023-03-13 09:15 | 1.341 | 0.6713
2023-03-13 09:30 | 1.3797 | 0.8613
2023-03-13 09:45 | 1.2109 | 0.7428
2023-03-13 10:00 | 0.6982 | 0.7118
2023-03-13 10:15 | 0.0453 | 0.8275
2023-03-13 10:30 | 0.0452 | 0.81
2023-03-13 10:45 | 0.0451 | 0.8031
2023-03-13 11:00 | 0.0453 | 0.8023
2023-03-13 11:15 | 0.0451 | 0.8017
2023-03-13 11:30 | 0.0451 | 0.8018
2023-03-13 11:45 | 0.0451 | 0.8025
2023-03-13 12:00 | 0.0452 | 0.6813
2023-03-13 12:15 | 0.0453 | 0.9434
2023-03-13 12:30 | 0.0451 | 0.9082
2023-03-13 12:45 | 0.0453 | 0.9082
2023-03-13 13:00 | 0.0452 | 0.9072
2023-03-13 13:15 | 0.0452 | 0.9073
2023-03-13 13:30 | 0.0451 | 0.908
2023-03-13 13:45 | 0.045 | 0.8763
2023-03-13 14:00 | 0.0454 | 0.6165
2023-03-13 14:15 | 0.0457 | 0.8584
2023-03-13 14:30 | 0.0452 | 0.82
2023-03-13 14:45 | 0.0453 | 0.8046
2023-03-13 15:00 | 0.0455 | 0.8034
2023-03-13 15:15 | 0.0453 | 0.8027
2023-03-13 15:30 | 0.0453 | 0.8026
2023-03-13 15:45 | 0.0454 | 0.8026
2023-03-13 16:00 | 0.0451 | 0.6428
2023-03-13 16:15 | 0.0452 | 0.8025
2023-03-13 16:30 | 0.0451 | 0.8282
2023-03-13 16:45 | 0.0447 | 0.8006
2023-03-13 17:00 | 0.0448 | 0.7997
2023-03-13 17:15 | 0.0451 | 0.7995
2023-03-13 17:30 | 0.0448 | 0.8004
2023-03-13 17:45 | 0.045 | 0.8003
2023-03-13 18:00 | 0.0452 | 0.7381
2023-03-13 18:15 | 0.0452 | 0.6443
2023-03-13 18:30 | 0.0451 | 0.8603
2023-03-13 18:45 | 0.0449 | 0.8146
2023-03-13 19:00 | 0.0452 | 0.7981
2023-03-13 19:15 | 0.0452 | 0.7977
2023-03-13 19:30 | 0.0449 | 0.7983
2023-03-13 19:45 | 0.045 | 0.7977
2023-03-13 20:00 | 0.0448 | 0.7963
2023-03-13 20:15 | 0.0442 | 0.714
2023-03-13 20:30 | 0.0444 | 0.714
2023-03-13 20:45 | 0.0441 | 0.8272
2023-03-13 21:00 | 0.0446 | 0.7979
2023-03-13 21:15 | 0.0446 | 0.7959
2023-03-13 21:30 | 0.0445 | 0.7967
2023-03-13 21:45 | 0.0446 | 0.7962
2023-03-13 22:00 | 0.0449 | 0.7225
2023-03-13 22:15 | 0.0451 | 0.6438
2023-03-13 22:30 | 0.0452 | 0.8628
2023-03-13 22:45 | 0.0452 | 0.8122
2023-03-13 23:00 | 0.0454 | 0.795
2023-03-13 23:15 | 0.0456 | 0.7958
2023-03-13 23:30 | 0.0458 | 0.797
2023-03-13 23:45 | 0.0458 | 0.7958
2023-03-14 | 0.0459 | 0.7876
2023-03-14 00:15 | 0.0459 | 0.5538
2023-03-14 00:30 | 0.0459 | 0.871
2023-03-14 00:45 | 0.0459 | 0.8157
2023-03-14 01:00 | 0.046 | 0.7944
2023-03-14 01:15 | 0.046 | 0.7943
2023-03-14 01:30 | 0.0459 | 0.7952
2023-03-14 01:45 | 0.0458 | 0.794
2023-03-14 02:00 | 0.0459 | 0.7934
2023-03-14 02:15 | 0.046 | 0.7026
2023-03-14 02:30 | 0.0459 | 0.6811
2023-03-14 02:45 | 0.0459 | 0.8263
2023-03-14 03:00 | 0.0459 | 0.8026
2023-03-14 03:15 | 0.046 | 0.7921
2023-03-14 03:30 | 0.0459 | 0.7928
2023-03-14 03:45 | 0.0458 | 0.792
2023-03-14 04:00 | 0.0459 | 0.7918
2023-03-14 04:15 | 0.0459 | 0.7088
2023-03-14 04:30 | 0.0457 | 0.8148
2023-03-14 04:45 | 0.0456 | 0.8764
2023-03-14 05:00 | 0.0456 | 0.896
2023-03-14 05:15 | 0.0457 | 0.9023
2023-03-14 05:30 | 0.0455 | 0.9033
2023-03-14 05:45 | 0.0453 | 0.9023
2023-03-14 06:00 | 0.0451 | 0.6186
2023-03-14 06:15 | 0.045 | 0.7962
2023-03-14 06:30 | 1.8289 | 0.8196
2023-03-14 06:45 | 1.7259 | 0.7915
2023-03-14 07:00 | 1.6417 | 0.7916
2023-03-14 07:15 | 1.4221 | 0.7919
2023-03-14 07:30 | 1.3659 | 0.7922
2023-03-14 07:45 | 1.5018 | 0.7906
2023-03-14 08:00 | 1.0544 | 0.7122
2023-03-14 08:15 | 1.6725 | 0.581
2023-03-14 08:30 | 1.4153 | 0.8655
2023-03-14 08:45 | 1.3793 | 0.8068
2023-03-14 09:00 | 1.2916 | 0.7905
2023-03-14 09:15 | 1.3436 | 0.791
2023-03-14 09:30 | 1.3226 | 0.7903
2023-03-14 09:45 | 1.4816 | 0.7882
2023-03-14 10:00 | 1.3904 | 0.7871
2023-03-14 10:15 | 1.454 | 0.6449
2023-03-14 10:30 | 1.4992 | 0.8906
2023-03-14 10:45 | 1.6362 | 0.8719
2023-03-14 11:00 | 1.371 | 0.5838
2023-03-14 11:15 | 1.5157 | 0.9734
2023-03-14 11:30 | 1.2913 | 0.8957
2023-03-14 11:45 | 1.7983 | 0.8937
2023-03-14 12:00 | 1.909 | 0.7498
2023-03-14 12:15 | 1.3491 | 0.8162
2023-03-14 12:30 | 0.0364 | 0.8947
2023-03-14 12:45 | 0.0444 | 0.8936
2023-03-14 13:00 | 0.0445 | 0.8922
2023-03-14 13:15 | 0.0447 | 0.7249
2023-03-14 13:30 | 0.0447 | 0.819
2023-03-14 13:45 | 0.0448 | 0.8944
2023-03-14 14:00 | 0.0447 | 0.8951
2023-03-14 14:15 | 0.0447 | 0.8961
2023-03-14 14:30 | 0.0445 | 0.8938
2023-03-14 14:45 | 0.0442 | 0.6811
2023-03-14 15:00 | 0.0443 | 0.8791
2023-03-14 15:15 | 0.0448 | 0.8968
2023-03-14 15:30 | 0.0447 | 0.8953
2023-03-14 15:45 | 0.0448 | 0.8934
2023-03-14 16:00 | 0.0447 | 0.8219
2023-03-14 16:15 | 0.0445 | 0.611
2023-03-14 16:30 | 0.0445 | 1.0149
2023-03-14 16:45 | 0.0446 | 1.2333
2023-03-14 17:00 | 0.0447 | 0.9352
2023-03-14 17:15 | 0.0444 | 0.8226
2023-03-14 17:30 | 0.0446 | 0.8676
2023-03-14 17:45 | 0.0445 | 0.7337
2023-03-14 18:00 | 0.0444 | 0.7895
2023-03-14 18:15 | 0.0442 | 0.8925
2023-03-14 18:30 | 0.0444 | 0.8911
2023-03-14 18:45 | 0.0443 | 0.889
2023-03-14 19:00 | 0.0445 | 0.8902
2023-03-14 19:15 | 0.0446 | 0.7091
2023-03-14 19:30 | 0.0446 | 0.8067
2023-03-14 19:45 | 0.0446 | 0.8919
2023-03-14 20:00 | 0.0444 | 0.8891
2023-03-14 20:15 | 0.0447 | 0.8883
2023-03-14 20:30 | 0.0447 | 0.8864
2023-03-14 20:45 | 0.0449 | 0.8857
2023-03-14 21:00 | 0.0452 | 0.6392
2023-03-14 21:15 | 0.0449 | 0.8398
2023-03-14 21:30 | 0.045 | 0.8873
2023-03-14 21:45 | 0.0454 | 0.8878
2023-03-14 22:00 | 0.0456 | 0.8877
2023-03-14 22:15 | 0.0456 | 0.8866
2023-03-14 22:30 | 0.0458 | 0.8549
2023-03-14 22:45 | 0.0458 | 0.5578
2023-03-14 23:00 | 0.0458 | 0.9084
2023-03-14 23:15 | 0.0458 | 1.1172
2023-03-14 23:30 | 0.0459 | 0.9891
2023-03-14 23:45 | 0.0457 | 0.6918
2023-03-15 | 0.0455 | 0.9579
2023-03-15 00:15 | 0.0455 | 0.7124
2023-03-15 00:30 | 0.0456 | 0.7715
2023-03-15 00:45 | 0.0455 | 0.7657
2023-03-15 01:00 | 0.0456 | 1.2708
2023-03-15 01:15 | 0.0456 | 0.8705
2023-03-15 01:30 | 0.0457 | 0.7696
2023-03-15 01:45 | 0.0457 | 1.0956
2023-03-15 02:00 | 0.0458 | 0.8841
2023-03-15 02:15 | 0.0458 | 0.8818
2023-03-15 02:30 | 0.0458 | 0.8806
2023-03-15 02:45 | 0.0459 | 0.8802
2023-03-15 03:00 | 0.0459 | 0.8815
2023-03-15 03:15 | 0.0458 | 0.8797
2023-03-15 03:30 | 0.0458 | 0.7246
2023-03-15 03:45 | 0.0459 | 0.705
2023-03-15 04:00 | 0.0458 | 0.9411
2023-03-15 04:15 | 0.0457 | 1.2872
2023-03-15 04:30 | 0.0456 | 0.9107
2023-03-15 04:45 | 0.0456 | 0.7778
2023-03-15 05:00 | 0.0455 | 0.8268
2023-03-15 05:15 | 0.0454 | 1.2842
2023-03-15 05:30 | 0.0451 | 1.0741
2023-03-15 05:45 | 0.045 | 0.6522
2023-03-15 06:00 | 0.0452 | 0.8451
2023-03-15 06:15 | 0.0449 | 1.2116
2023-03-15 06:30 | 2.1149 | 0.8511
2023-03-15 06:45 | 2.1021 | 0.7702
2023-03-15 07:00 | 2.1271 | 0.8386
2023-03-15 07:15 | 1.7816 | 1.2809
2023-03-15 07:30 | 1.7966 | 1.2872
2023-03-15 07:45 | 1.9702 | 0.8572
2023-03-15 08:00 | 1.6563 | 0.7344
2023-03-15 08:15 | 1.7241 | 1.2649
2023-03-15 08:30 | 1.1818 | 1.3362
2023-03-15 08:45 | 2.2718 | 1.3392
2023-03-15 09:00 | 2.1491 | 0.4945
2023-03-15 09:15 | 1.668 | 0.0445
2023-03-15 09:30 | 1.7351 | 0
2023-03-15 09:45 | 1.7511 | 0
2023-03-15 10:00 | 1.5735 | 0
2023-03-15 10:15 | 1.7494 | 0.0168
2023-03-15 10:30 | 1.1134 | 0.0155
2023-03-15 10:45 | 1.714 | 0
2023-03-15 11:00 | 1.7663 | 0
2023-03-15 11:15 | 0.4497 | 0
2023-03-15 11:30 | 0.0455 | 0
2023-03-15 11:45 | 0.0455 | 0
2023-03-15 12:00 | 0.0451 | 0
2023-03-15 12:15 | 0.0454 | 0
2023-03-15 12:30 | 0.0452 | 0
2023-03-15 12:45 | 0.0455 | 0
2023-03-15 13:00 | 0.0455 | 0
2023-03-15 13:15 | 0.0456 | 0
2023-03-15 13:30 | 0.0455 | 0
2023-03-15 13:45 | 0.0455 | 0
2023-03-15 14:00 | 0.0457 | 0
2023-03-15 14:15 | 0.0457 | 0
2023-03-15 14:30 | 0.0458 | 0
2023-03-15 14:45 | 0.0458 | 0
2023-03-15 15:00 | 0.0459 | 0
2023-03-15 15:15 | 0.0458 | 0
2023-03-15 15:30 | 0.0458 | 0
2023-03-15 15:45 | 0.0458 | 0
2023-03-15 16:00 | 0.0457 | 0
2023-03-15 16:15 | 0.0459 | 0
2023-03-15 16:30 | 0.0455 | 0.0276
2023-03-15 16:45 | 0.0455 | 0.0393
2023-03-15 17:00 | 0.0454 | 0.0392
2023-03-15 17:15 | 0.0454 | 0.117
2023-03-15 17:30 | 0.0452 | 1.2931
2023-03-15 17:45 | 0.0449 | 2.1927
2023-03-15 18:00 | 0.045 | 1.9207
2023-03-15 18:15 | 0.045 | 1.6239
2023-03-15 18:30 | 0.0447 | 1.3955
2023-03-15 18:45 | 0.0444 | 1.6787
2023-03-15 19:00 | 0.0449 | 1.4724
2023-03-15 19:15 | 0.0448 | 1.6327
2023-03-15 19:30 | 0.0449 | 1.382
2023-03-15 19:45 | 0.0447 | 2.0797
2023-03-15 20:00 | 0.045 | 1.8612
2023-03-15 20:15 | 0.0449 | 1.7854
2023-03-15 20:30 | 0.0448 | 1.6762
2023-03-15 20:45 | 0.0442 | 1.6508
2023-03-15 21:00 | 0.0446 | 1.5621
2023-03-15 21:15 | 0.0449 | 1.8036
2023-03-15 21:30 | 0.0449 | 1.504
2023-03-15 21:45 | 0.0451 | 1.2076
2023-03-15 22:00 | 0.0449 | 2.0761
2023-03-15 22:15 | 0.045 | 1.644
2023-03-15 22:30 | 0.0451 | 1.7206
2023-03-15 22:45 | 0.0452 | 1.6136
2023-03-15 23:00 | 0.0452 | 1.6781
2023-03-15 23:15 | 0.0453 | 1.5919
2023-03-15 23:30 | 0.0452 | 1.6233
2023-03-15 23:45 | 0.0455 | 0.5622
2023-03-16 | 0.0457 | 0.0497
2023-03-16 00:15 | 0.0457 | 0.0497
2023-03-16 00:30 | 0.0457 | 0.0498
2023-03-16 00:45 | 0.0457 | 0.0498
2023-03-16 01:00 | 0.0456 | 1.2953
2023-03-16 01:15 | 0.0458 | 1.8787
2023-03-16 01:30 | 0.0459 | 1.9306
2023-03-16 01:45 | 0.0458 | 1.3994
2023-03-16 02:00 | 0.0459 | 2.0314
2023-03-16 02:15 | 0.0461 | 1.0648
2023-03-16 02:30 | 0.0461 | 0.0487
2023-03-16 02:45 | 0.046 | 0.0502
2023-03-16 03:00 | 0.0461 | 0.0503
2023-03-16 03:15 | 0.0461 | 0.0502
2023-03-16 03:30 | 0.046 | 0.0966
2023-03-16 03:45 | 0.0458 | 1.8307
2023-03-16 04:00 | 0.0458 | 1.3008
2023-03-16 04:15 | 0.0458 | 2.1583
2023-03-16 04:30 | 0.0456 | 1.9496
2023-03-16 04:45 | 0.0454 | 1.7112
2023-03-16 05:00 | 0.0456 | 0.3782
2023-03-16 05:15 | 0.0455 | 0.0495
2023-03-16 05:30 | 0.0453 | 0.0496
2023-03-16 05:45 | 0.0457 | 0.05
2023-03-16 06:00 | 0.0454 | 0.0494
2023-03-16 06:15 | 0.0451 | 0.2089
2023-03-16 06:30 | 2.0216 | 1.9668
2023-03-16 06:45 | 2.2776 | 2.0857
2023-03-16 07:00 | 2.2584 | 1.7341
2023-03-16 07:15 | 1.9193 | 1.7931
2023-03-16 07:30 | 1.2592 | 0.7986
2023-03-16 07:45 | 2.4388 | 0.0487
2023-03-16 08:00 | 2.2684 | 0.0489
2023-03-16 08:15 | 1.6127 | 0.0488
2023-03-16 08:30 | 1.6058 | 0.0491
2023-03-16 08:45 | 1.8205 | 0.0492
2023-03-16 09:00 | 1.5659 | 0.0489
2023-03-16 09:15 | 1.3005 | 0.0493
2023-03-16 09:30 | 0.0312 | 0.0499
2023-03-16 09:45 | 0.0454 | 0.0495
2023-03-16 10:00 | 0.0453 | 0.0487
2023-03-16 10:15 | 0.0454 | 0.0486
2023-03-16 10:30 | 0.0454 | 1.5547
2023-03-16 10:45 | 0.0456 | 1.6516
2023-03-16 11:00 | 0.0455 | 1.669
2023-03-16 11:15 | 0.0457 | 1.5017
2023-03-16 11:30 | 0.0459 | 0.2038
2023-03-16 11:45 | 0.0458 | 0.0498
2023-03-16 12:00 | 0.0459 | 0.0498
2023-03-16 12:15 | 0.0458 | 0.0497
2023-03-16 12:30 | 0.0459 | 0.0497
2023-03-16 12:45 | 0.0458 | 0.0498
2023-03-16 13:00 | 0.0459 | 0.0499
2023-03-16 13:15 | 0.0458 | 0.0497
2023-03-16 13:30 | 0.0461 | 0.0502
2023-03-16 13:45 | 0.046 | 0.0501
2023-03-16 14:00 | 0.046 | 0.05
2023-03-16 14:15 | 0.0461 | 0.0501
2023-03-16 14:30 | 0.046 | 0.0501
2023-03-16 14:45 | 0.0461 | 0.0501
2023-03-16 15:00 | 0.046 | 0.05
2023-03-16 15:15 | 0.0458 | 0.0499
2023-03-16 15:30 | 0.045 | 0.0491
2023-03-16 15:45 | 0.0451 | 0.0491
2023-03-16 16:00 | 0.0454 | 0.0494
2023-03-16 16:15 | 0.0453 | 0.0494
2023-03-16 16:30 | 0.0452 | 0.0493
2023-03-16 16:45 | 0.045 | 0.049
2023-03-16 17:00 | 0.0452 | 0.0492
2023-03-16 17:15 | 0.0453 | 0.0494
2023-03-16 17:30 | 0.0455 | 0.0494
2023-03-16 17:45 | 0.0452 | 0.0491
2023-03-16 18:00 | 0.0454 | 0.0493
2023-03-16 18:15 | 0.0454 | 0.0494
2023-03-16 18:30 | 0.0454 | 0.0494
2023-03-16 18:45 | 0.0451 | 0.0491
2023-03-16 19:00 | 0.0448 | 0.0487
2023-03-16 19:15 | 0.0449 | 0.0487
2023-03-16 19:30 | 0.0449 | 0.049
2023-03-16 19:45 | 0.045 | 0.0491
2023-03-16 20:00 | 0.0448 | 0.0487
2023-03-16 20:15 | 0.0448 | 0.0486
2023-03-16 20:30 | 0.0449 | 0.0488
2023-03-16 20:45 | 0.0451 | 0.049
2023-03-16 21:00 | 0.0453 | 0.0494
2023-03-16 21:15 | 0.0455 | 0.0496
2023-03-16 21:30 | 0.0454 | 0.0496
2023-03-16 21:45 | 0.0449 | 0.0488
2023-03-16 22:00 | 0.0449 | 0.049
2023-03-16 22:15 | 0.0452 | 0.0492
2023-03-16 22:30 | 0.0451 | 0.0493
2023-03-16 22:45 | 0.0451 | 0.0492
2023-03-16 23:00 | 0.0454 | 0.0495
2023-03-16 23:15 | 0.0456 | 0.0496
2023-03-16 23:30 | 0.0456 | 0.0499
2023-03-16 23:45 | 0.0458 | 0.05
2023-03-17 | 0.046 | 0.0503
2023-03-17 00:15 | 0.0459 | 0.0502
2023-03-17 00:30 | 0.0458 | 0.05
2023-03-17 00:45 | 0.0457 | 0.0499
2023-03-17 01:00 | 0.0459 | 0.0501
2023-03-17 01:15 | 0.046 | 0.0503
2023-03-17 01:30 | 0.046 | 0.0504
2023-03-17 01:45 | 0.046 | 0.0503
2023-03-17 02:00 | 0.0461 | 0.0501
2023-03-17 02:15 | 0.0461 | 0.0505
2023-03-17 02:30 | 0.046 | 0.0503
2023-03-17 02:45 | 0.046 | 0.0503
2023-03-17 03:00 | 0.0461 | 0.0504
2023-03-17 03:15 | 0.046 | 0.0503
2023-03-17 03:30 | 0.0459 | 0.0504
2023-03-17 03:45 | 0.0459 | 0.0503
2023-03-17 04:00 | 0.046 | 0.0503
2023-03-17 04:15 | 0.0459 | 0.0502
2023-03-17 04:30 | 0.0457 | 0.0501
2023-03-17 04:45 | 0.0457 | 0.0499
2023-03-17 05:00 | 0.0456 | 0.0498
2023-03-17 05:15 | 0.0456 | 0.05
2023-03-17 05:30 | 0.0451 | 1.6571
2023-03-17 05:45 | 0.0448 | 1.9727
2023-03-17 06:00 | 0.0454 | 1.5923
2023-03-17 06:15 | 0.0456 | 0.432
2023-03-17 06:30 | 1.8289 | 0.0491
2023-03-17 06:45 | 1.8327 | 0.049
2023-03-17 07:00 | 1.8016 | 0.0488
2023-03-17 07:15 | 1.4077 | 0.0489
2023-03-17 07:30 | 1.4468 | 1.6291
2023-03-17 07:45 | 1.4462 | 1.8253
2023-03-17 08:00 | 1.2676 | 1.5142
2023-03-17 08:15 | 1.244 | 1.262
2023-03-17 08:30 | 1.2914 | 1.2596
2023-03-17 08:45 | 0.9085 | 1.1527
2023-03-17 09:00 | 0.0382 | 1.2939
2023-03-17 09:15 | 0.0455 | 1.2888
2023-03-17 09:30 | 0.0458 | 1.1112
2023-03-17 09:45 | 0.0461 | 1.0578
2023-03-17 10:00 | 0.0453 | 1.0909
2023-03-17 10:15 | 0.0453 | 1.0928
2023-03-17 10:30 | 0.0452 | 1.1649
2023-03-17 10:45 | 0.0453 | 1.1082
2023-03-17 11:00 | 0.0455 | 0.3137
2023-03-17 11:15 | 0.0457 | 0.0499
2023-03-17 11:30 | 0.0455 | 0.0497
2023-03-17 11:45 | 0.0455 | 0.0497
2023-03-17 12:00 | 0.0454 | 0.0496
2023-03-17 12:15 | 0.0457 | 0.0499
2023-03-17 12:30 | 0.0454 | 0.0496
2023-03-17 12:45 | 0.045 | 0.0491
2023-03-17 13:00 | 0.0453 | 0.0496
2023-03-17 13:15 | 0.0455 | 0.0497
2023-03-17 13:30 | 0.0455 | 0.0497
2023-03-17 13:45 | 0.0456 | 0.0498
2023-03-17 14:00 | 0.0455 | 0.0498
2023-03-17 14:15 | 0.0459 | 0.0503
2023-03-17 14:30 | 0.0461 | 0.0503
2023-03-17 14:45 | 0.0438 | 0.0494
2023-03-17 15:00 | 0.0439 | 0.0497
2023-03-17 15:15 | 0.0441 | 0.0496
2023-03-17 15:30 | 0.0444 | 0.0496
2023-03-17 15:45 | 0.0448 | 0.0494
2023-03-17 16:00 | 0.0435 | 0.0492
2023-03-17 16:15 | 0.0441 | 0.0493
2023-03-17 16:30 | 0.0445 | 0.0496
2023-03-17 16:45 | 0.0451 | 0.0493
2023-03-17 17:00 | 0.0457 | 0.0499
2023-03-17 17:15 | 0.0456 | 0.0498
2023-03-17 17:30 | 0.0454 | 0.0496
2023-03-17 17:45 | 0.0453 | 0.0492
2023-03-17 18:00 | 0.0453 | 0.0491
2023-03-17 18:15 | 0.0452 | 0.0493
2023-03-17 18:30 | 0.0452 | 0.0491
2023-03-17 18:45 | 0.045 | 0.049
2023-03-17 19:00 | 0.0452 | 0.0492
2023-03-17 19:15 | 0.0454 | 0.0494
2023-03-17 19:30 | 0.0453 | 0.0493
2023-03-17 19:45 | 0.0454 | 0.0493
2023-03-17 20:00 | 0.0454 | 0.0494
2023-03-17 20:15 | 0.0451 | 0.0491
2023-03-17 20:30 | 0.0455 | 0.0495
2023-03-17 20:45 | 0.0458 | 0.0497
2023-03-17 21:00 | 0.0452 | 0.0491
2023-03-17 21:15 | 0.0451 | 0.0492
2023-03-17 21:30 | 0.0452 | 0.0491
2023-03-17 21:45 | 0.0453 | 0.0493
2023-03-17 22:00 | 0.0453 | 0.0493
2023-03-17 22:15 | 0.0453 | 0.0494
2023-03-17 22:30 | 0.0455 | 0.0497
2023-03-17 22:45 | 0.0457 | 0.0498
2023-03-17 23:00 | 0.0452 | 0.0498
2023-03-17 23:15 | 0.0437 | 0.0497
2023-03-17 23:30 | 0.0443 | 0.0501
2023-03-17 23:45 | 0.0459 | 0.0504
2023-03-18 | 0.0457 | 0.0499
2023-03-18 00:15 | 0.0456 | 0.0499
2023-03-18 00:30 | 0.0457 | 0.05
2023-03-18 00:45 | 0.0458 | 0.0502
2023-03-18 01:00 | 0.0459 | 0.0501
2023-03-18 01:15 | 0.0458 | 0.0502
2023-03-18 01:30 | 0.046 | 0.0503
2023-03-18 01:45 | 0.046 | 0.0504
2023-03-18 02:00 | 0.0461 | 0.0505
2023-03-18 02:15 | 0.046 | 0.0505
2023-03-18 02:30 | 0.0461 | 0.0503
2023-03-18 02:45 | 0.0461 | 0.0504
2023-03-18 03:00 | 0.0461 | 0.0505
2023-03-18 03:15 | 0.0461 | 0.0505
2023-03-18 03:30 | 0.0462 | 0.0505
2023-03-18 03:45 | 0.0463 | 0.0507
2023-03-18 04:00 | 0.0462 | 0.0507
2023-03-18 04:15 | 0.0462 | 0.0508
2023-03-18 04:30 | 0.0461 | 0.0505
2023-03-18 04:45 | 0.0461 | 0.0505
2023-03-18 05:00 | 0.046 | 0.0502
2023-03-18 05:15 | 0.0459 | 0.0504
2023-03-18 05:30 | 0.046 | 0.0504
2023-03-18 05:45 | 0.0458 | 0.0502
2023-03-18 06:00 | 0.0457 | 0.0501
2023-03-18 06:15 | 0.0456 | 0.0499
2023-03-18 06:30 | 0.0455 | 0.0497
2023-03-18 06:45 | 0.0456 | 0.0499
2023-03-18 07:00 | 0.0455 | 0.0499
2023-03-18 07:15 | 0.0452 | 0.0496
2023-03-18 07:30 | 0.045 | 1.2174
2023-03-18 07:45 | 0.0455 | 1.412
2023-03-18 08:00 | 0.045 | 1.3531
2023-03-18 08:15 | 0.0453 | 1.2715
2023-03-18 08:30 | 0.0453 | 1.3947
2023-03-18 08:45 | 0.0452 | 1.2234
2023-03-18 09:00 | 0.0453 | 1.4337
2023-03-18 09:15 | 0.0453 | 1.2954
2023-03-18 09:30 | 0.0454 | 1.3241
2023-03-18 09:45 | 0.0453 | 1.3205
2023-03-18 10:00 | 0.0451 | 1.3622
2023-03-18 10:15 | 0.0449 | 1.2201
2023-03-18 10:30 | 0.0453 | 0.3738
2023-03-18 10:45 | 0.0454 | 0.0496
2023-03-18 11:00 | 0.0452 | 0.0495
2023-03-18 11:15 | 0.0454 | 0.0496
2023-03-18 11:30 | 0.0453 | 0.0496
2023-03-18 11:45 | 0.0454 | 0.0496
2023-03-18 12:00 | 0.0455 | 0.0497
2023-03-18 12:15 | 0.0457 | 0.05
2023-03-18 12:30 | 0.046 | 0.0502
2023-03-18 12:45 | 0.046 | 0.0501
2023-03-18 13:00 | 0.0462 | 0.0504
2023-03-18 13:15 | 0.0461 | 0.0503
2023-03-18 13:30 | 0.0461 | 0.0503
2023-03-18 13:45 | 0.046 | 0.0503
2023-03-18 14:00 | 0.0461 | 0.0504
2023-03-18 14:15 | 0.0462 | 0.0504
2023-03-18 14:30 | 0.0456 | 0.0497
2023-03-18 14:45 | 0.0458 | 0.05
2023-03-18 15:00 | 0.0456 | 0.0498
2023-03-18 15:15 | 0.0453 | 0.0494
2023-03-18 15:30 | 0.0454 | 0.0494
2023-03-18 15:45 | 0.0455 | 0.0495
2023-03-18 16:00 | 0.0454 | 0.0495
2023-03-18 16:15 | 0.0455 | 0.0498
2023-03-18 16:30 | 0.0456 | 0.0497
2023-03-18 16:45 | 0.0454 | 0.0495
2023-03-18 17:00 | 0.0453 | 0.0493
2023-03-18 17:15 | 0.0453 | 0.0494
2023-03-18 17:30 | 0.0453 | 0.0489
2023-03-18 17:45 | 0.0456 | 0.0496
2023-03-18 18:00 | 0.0451 | 0.0493
2023-03-18 18:15 | 0.0453 | 0.0495
2023-03-18 18:30 | 0.0452 | 0.0493
2023-03-18 18:45 | 0.0451 | 0.0492
2023-03-18 19:00 | 0.0451 | 0.0493
2023-03-18 19:15 | 0.0448 | 0.0488
2023-03-18 19:30 | 0.0447 | 0.0487
2023-03-18 19:45 | 0.0453 | 0.0493
2023-03-18 20:00 | 0.045 | 0.0491
2023-03-18 20:15 | 0.0453 | 0.0495
2023-03-18 20:30 | 0.0454 | 0.0495
2023-03-18 20:45 | 0.0454 | 0.0494
2023-03-18 21:00 | 0.0455 | 0.0498
2023-03-18 21:15 | 0.0458 | 0.0501
2023-03-18 21:30 | 0.0458 | 0.0499
2023-03-18 21:45 | 0.0451 | 0.0492
2023-03-18 22:00 | 0.0453 | 0.0495
2023-03-18 22:15 | 0.0455 | 0.0497
2023-03-18 22:30 | 0.0457 | 0.0498
2023-03-18 22:45 | 0.0456 | 0.0496
2023-03-18 23:00 | 0.0455 | 0.0498
2023-03-18 23:15 | 0.0458 | 0.0501
2023-03-18 23:30 | 0.0459 | 0.0503
2023-03-18 23:45 | 0.046 | 0.0503
2023-03-19 | 0.0458 | 0.0502
2023-03-19 00:15 | 0.0461 | 0.0505
2023-03-19 00:30 | 0.0459 | 0.0502
2023-03-19 00:45 | 0.0457 | 0.05
2023-03-19 01:00 | 0.0456 | 0.05
2023-03-19 01:15 | 0.0455 | 0.0499
2023-03-19 01:30 | 0.0457 | 0.0501
2023-03-19 01:45 | 0.0456 | 0.05
2023-03-19 02:00 | 0.0454 | 0.0499
2023-03-19 02:15 | 0.0455 | 0.05
2023-03-19 02:30 | 0.0456 | 0.0499
2023-03-19 02:45 | 0.0456 | 0.05
2023-03-19 03:00 | 0.0455 | 0.05
2023-03-19 03:15 | 0.0455 | 0.0499
2023-03-19 03:30 | 0.0456 | 0.05
2023-03-19 03:45 | 0.0456 | 0.0499
2023-03-19 04:00 | 0.0456 | 0.0499
2023-03-19 04:15 | 0.0454 | 0.0499
2023-03-19 04:30 | 0.0455 | 0.0498
2023-03-19 04:45 | 0.0455 | 0.0497
2023-03-19 05:00 | 0.0451 | 0.0495
2023-03-19 05:15 | 0.0455 | 0.0498
2023-03-19 05:30 | 0.0452 | 0.0496
2023-03-19 05:45 | 0.0453 | 0.0497
2023-03-19 06:00 | 0.0449 | 0.0494
2023-03-19 06:15 | 0.0452 | 0.0497
2023-03-19 06:30 | 0.0456 | 0.0501
2023-03-19 06:45 | 1.4896 | 0.0496
2023-03-19 07:00 | 2.554 | 0.7318
2023-03-19 07:15 | 2.4002 | 2.3645
2023-03-19 07:30 | 2.1699 | 2.213
2023-03-19 07:45 | 1.9074 | 2.0627
2023-03-19 08:00 | 2.2003 | 1.9225
2023-03-19 08:15 | 1.8971 | 1.9968
2023-03-19 08:30 | 1.1894 | 1.508
2023-03-19 08:45 | 2.3631 | 1.4684
2023-03-19 09:00 | 0.5756 | 2.4605
2023-03-19 09:15 | 0.0455 | 1.8262
2023-03-19 09:30 | 0.046 | 1.6069
2023-03-19 09:45 | 0.0458 | 1.8783
2023-03-19 10:00 | 0.0451 | 1.6207
2023-03-19 10:15 | 0.0451 | 1.8006
2023-03-19 10:30 | 0.0453 | 1.6396
2023-03-19 10:45 | 0.0455 | 0.2386
2023-03-19 11:00 | 0.0453 | 0.0492
2023-03-19 11:15 | 0.0454 | 0.0492
2023-03-19 11:30 | 0.0454 | 0.0495
2023-03-19 11:45 | 0.0455 | 0.0494
2023-03-19 12:00 | 0.0453 | 0.0493
2023-03-19 12:15 | 0.0455 | 0.0494
2023-03-19 12:30 | 0.0452 | 0.0491
2023-03-19 12:45 | 0.0454 | 0.0494
2023-03-19 13:00 | 0.0454 | 0.0494
2023-03-19 13:15 | 0.0456 | 0.0495
2023-03-19 13:30 | 0.0454 | 0.0494
2023-03-19 13:45 | 0.0456 | 0.0495
2023-03-19 14:00 | 0.0453 | 0.0493
2023-03-19 14:15 | 0.0449 | 0.0488
2023-03-19 14:30 | 0.0449 | 0.0491
2023-03-19 14:45 | 0.045 | 0.0489
2023-03-19 15:00 | 0.0449 | 0.0493
2023-03-19 15:15 | 0.0443 | 0.0484
2023-03-19 15:30 | 0.0441 | 0.0484
2023-03-19 15:45 | 0.0446 | 0.0489
2023-03-19 16:00 | 0.0446 | 0.0488
2023-03-19 16:15 | 0.0446 | 0.0489
2023-03-19 16:30 | 0.0448 | 0.049
2023-03-19 16:45 | 0.0449 | 0.0489
2023-03-19 17:00 | 0.0446 | 0.0487
2023-03-19 17:15 | 0.0445 | 0.0485
2023-03-19 17:30 | 0.0445 | 0.0485
2023-03-19 17:45 | 0.0449 | 0.049
2023-03-19 18:00 | 0.045 | 0.0495
2023-03-19 18:15 | 0.0448 | 0.0488
2023-03-19 18:30 | 0.0441 | 0.0481
2023-03-19 18:45 | 0.0442 | 0.0483
2023-03-19 19:00 | 0.0443 | 0.0484
2023-03-19 19:15 | 0.0444 | 0.0485
2023-03-19 19:30 | 0.0444 | 0.0485
2023-03-19 19:45 | 0.0445 | 0.0486
2023-03-19 20:00 | 0.0447 | 0.0491
2023-03-19 20:15 | 0.0447 | 0.0489
2023-03-19 20:30 | 0.0449 | 0.049
2023-03-19 20:45 | 0.045 | 0.0492
2023-03-19 21:00 | 0.0451 | 0.0492
2023-03-19 21:15 | 0.0451 | 0.0493
2023-03-19 21:30 | 0.0449 | 0.049
2023-03-19 21:45 | 0.0446 | 0.0486
2023-03-19 22:00 | 0.0449 | 0.049
2023-03-19 22:15 | 0.0453 | 0.0494
2023-03-19 22:30 | 0.0456 | 0.0497
2023-03-19 22:45 | 0.0458 | 0.05
2023-03-19 23:00 | 0.0458 | 0.05
2023-03-19 23:15 | 0.0453 | 0.0495
2023-03-19 23:30 | 0.0455 | 0.0497
2023-03-19 23:45 | 0.0454 | 0.0496
2023-03-20 | 0.0454 | 0.0497
2023-03-20 00:15 | 0.0452 | 0.0496
2023-03-20 00:30 | 0.0453 | 0.0496
2023-03-20 00:45 | 0.0454 | 0.0497
2023-03-20 01:00 | 0.0455 | 0.05
2023-03-20 01:15 | 0.0455 | 0.0497
2023-03-20 01:30 | 0.0456 | 0.5287
2023-03-20 01:45 | 0.0455 | 2.3983
2023-03-20 02:00 | 0.0454 | 2.22
2023-03-20 02:15 | 0.0454 | 1.7511
2023-03-20 02:30 | 0.0457 | 0.0369
2023-03-20 02:45 | 0.0458 | 0.0501
2023-03-20 03:00 | 0.0457 | 0.05
2023-03-20 03:15 | 0.0456 | 0.0499
2023-03-20 03:30 | 0.0456 | 0.0499
2023-03-20 03:45 | 0.0456 | 0.05
2023-03-20 04:00 | 0.0456 | 0.05
2023-03-20 04:15 | 0.0455 | 0.0498
2023-03-20 04:30 | 0.0455 | 0.2035
2023-03-20 04:45 | 0.0452 | 2.2367
2023-03-20 05:00 | 0.0453 | 2.4904
2023-03-20 05:15 | 0.0454 | 2.3236
2023-03-20 05:30 | 0.0453 | 0.0321
2023-03-20 05:45 | 0.0454 | 0.0493
2023-03-20 06:00 | 0.0453 | 0.0494
2023-03-20 06:15 | 0.0452 | 0.0495
2023-03-20 06:30 | 2.1747 | 0.0491
2023-03-20 06:45 | 2.6176 | 0.0489
2023-03-20 07:00 | 2.5508 | 0.0489
2023-03-20 07:15 | 2.3181 | 0.4863
2023-03-20 07:30 | 2.097 | 2.4338
2023-03-20 07:45 | 2.1731 | 2.3353
2023-03-20 08:00 | 2.0392 | 2.0871
2023-03-20 08:15 | 2.1361 | 2.0435
2023-03-20 08:30 | 1.4842 | 1.8735
2023-03-20 08:45 | 2.188 | 1.9021
2023-03-20 09:00 | 2.0619 | 1.7392
2023-03-20 09:15 | 1.7369 | 1.5322
2023-03-20 09:30 | 1.7438 | 1.9342
2023-03-20 09:45 | 0.0719 | 1.8545
2023-03-20 10:00 | 0.0436 | 1.2246
2023-03-20 10:15 | 0.0448 | 1.9552
2023-03-20 10:30 | 0.0453 | 1.6277
2023-03-20 10:45 | 0.0459 | 1.2093
2023-03-20 11:00 | 0.0454 | 0.0408
2023-03-20 11:15 | 0.045 | 0.0502
2023-03-20 11:30 | 0.0454 | 0.0501
2023-03-20 11:45 | 0.046 | 0.0501
2023-03-20 12:00 | 0.0462 | 0.0505
2023-03-20 12:15 | 0.0462 | 0.0503
2023-03-20 12:30 | 0.0463 | 0.0505
2023-03-20 12:45 | 0.0453 | 0.0506
2023-03-20 13:00 | 0.0451 | 0.0507
2023-03-20 13:15 | 0.0456 | 0.0508
2023-03-20 13:30 | 0.0456 | 0.0506
2023-03-20 13:45 | 0.0463 | 0.0506
2023-03-20 14:00 | 0.0462 | 0.0505
2023-03-20 14:15 | 0.0464 | 0.0506
2023-03-20 14:30 | 0.0463 | 0.0507
2023-03-20 14:45 | 0.046 | 0.0504
2023-03-20 15:00 | 0.0461 | 0.0504
2023-03-20 15:15 | 0.0463 | 0.0505
2023-03-20 15:30 | 0.0464 | 0.0507
2023-03-20 15:45 | 0.0463 | 0.0507
2023-03-20 16:00 | 0.0463 | 0.0505
2023-03-20 16:15 | 0.046 | 0.0503
2023-03-20 16:30 | 0.0461 | 0.0503
2023-03-20 16:45 | 0.0461 | 0.0505
2023-03-20 17:00 | 0.0459 | 0.05
2023-03-20 17:15 | 0.0457 | 0.0498
2023-03-20 17:30 | 0.0454 | 0.0495
2023-03-20 17:45 | 0.0453 | 0.0494
2023-03-20 18:00 | 0.0454 | 0.0495
2023-03-20 18:15 | 0.0452 | 0.0493
2023-03-20 18:30 | 0.0452 | 0.0494
2023-03-20 18:45 | 0.0449 | 0.0492
2023-03-20 19:00 | 0.0451 | 0.0492
2023-03-20 19:15 | 0.0453 | 0.0494
2023-03-20 19:30 | 0.0451 | 0.0494
2023-03-20 19:45 | 0.0451 | 0.0492
2023-03-20 20:00 | 0.0455 | 0.0497
2023-03-20 20:15 | 0.045 | 0.0492
2023-03-20 20:30 | 0.0449 | 0.049
2023-03-20 20:45 | 0.045 | 0.0491
2023-03-20 21:00 | 0.045 | 0.0491
2023-03-20 21:15 | 0.0448 | 0.0488
2023-03-20 21:30 | 0.0449 | 0.0491
2023-03-20 21:45 | 0.0451 | 0.0493
2023-03-20 22:00 | 0.0453 | 0.0494
2023-03-20 22:15 | 0.0455 | 0.0496
2023-03-20 22:30 | 0.0455 | 0.0497
2023-03-20 22:45 | 0.0456 | 0.05
2023-03-20 23:00 | 0.0455 | 0.0497
2023-03-20 23:15 | 0.0457 | 0.0499
2023-03-20 23:30 | 0.0458 | 0.0501
2023-03-20 23:45 | 0.0457 | 0.0502
2023-03-21 | 0.0458 | 0.0501
2023-03-21 00:15 | 0.0459 | 0.0502
2023-03-21 00:30 | 0.046 | 0.0503
2023-03-21 00:45 | 0.046 | 0.0504
2023-03-21 01:00 | 0.046 | 0.0505
2023-03-21 01:15 | 0.0461 | 0.0504
2023-03-21 01:30 | 0.0461 | 0.0505
2023-03-21 01:45 | 0.0462 | 0.0505
2023-03-21 02:00 | 0.0462 | 0.0506
2023-03-21 02:15 | 0.0462 | 0.0505
2023-03-21 02:30 | 0.046 | 0.0505
2023-03-21 02:45 | 0.0461 | 0.0504
2023-03-21 03:00 | 0.0461 | 0.0506
2023-03-21 03:15 | 0.046 | 0.0505
2023-03-21 03:30 | 0.0461 | 0.0505
2023-03-21 03:45 | 0.0461 | 0.0506
2023-03-21 04:00 | 0.0457 | 0.0501
2023-03-21 04:15 | 0.0459 | 0.0503
2023-03-21 04:30 | 0.0458 | 0.0502
2023-03-21 04:45 | 0.0458 | 0.0502
2023-03-21 05:00 | 0.0456 | 0.05
2023-03-21 05:15 | 0.0456 | 0.05
2023-03-21 05:30 | 0.0456 | 0.05
2023-03-21 05:45 | 0.0454 | 1.2705
2023-03-21 06:00 | 0.0454 | 2.1965
2023-03-21 06:15 | 0.0451 | 2.2059
2023-03-21 06:30 | 1.9821 | 0.4808
2023-03-21 06:45 | 2.4264 | 0.0496
2023-03-21 07:00 | 1.9823 | 0.0493
2023-03-21 07:15 | 2.0722 | 0.0493
2023-03-21 07:30 | 1.9601 | 1.7057
2023-03-21 07:45 | 1.9103 | 2.2529
2023-03-21 08:00 | 1.6943 | 1.895
2023-03-21 08:15 | 1.8406 | 1.7804
2023-03-21 08:30 | 1.2685 | 1.622
2023-03-21 08:45 | 1.6299 | 1.5377
2023-03-21 09:00 | 1.1434 | 1.1435
2023-03-21 09:15 | 0.067 | 1.5844
2023-03-21 09:30 | 0.046 | 0.9301
2023-03-21 09:45 | 0.0459 | 0.9161
2023-03-21 10:00 | 0.0456 | 1.0367
2023-03-21 10:15 | 0.0454 | 1.126
2023-03-21 10:30 | 0.0458 | 1.2135
2023-03-21 10:45 | 0.0463 | 0.0376
2023-03-21 11:00 | 0.0463 | 0.0505
2023-03-21 11:15 | 0.0463 | 0.0506
2023-03-21 11:30 | 0.0458 | 0.0499
2023-03-21 11:45 | 0.0463 | 0.0502
2023-03-21 12:00 | 0.0464 | 0.0501
2023-03-21 12:15 | 0.0466 | 0.0504
2023-03-21 12:30 | 0.0463 | 0.0507
2023-03-21 12:45 | 0.0463 | 0.0505
2023-03-21 13:00 | 0.0461 | 0.0503
2023-03-21 13:15 | 0.0465 | 0.0507
2023-03-21 13:30 | 0.0463 | 0.0506
2023-03-21 13:45 | 0.0464 | 0.0507
2023-03-21 14:00 | 0.0466 | 0.0508
2023-03-21 14:15 | 0.0466 | 0.0508
2023-03-21 14:30 | 0.046 | 0.0504
2023-03-21 14:45 | 0.0464 | 0.0511
2023-03-21 15:00 | 0.0466 | 0.0507
2023-03-21 15:15 | 0.0464 | 0.0507
2023-03-21 15:30 | 0.0465 | 0.0508
2023-03-21 15:45 | 0.0462 | 0.0504
2023-03-21 16:00 | 0.0464 | 0.0502
2023-03-21 16:15 | 0.0464 | 0.0501
2023-03-21 16:30 | 0.0461 | 0.0502
2023-03-21 16:45 | 0.0462 | 0.0502
2023-03-21 17:00 | 0.046 | 0.0502
2023-03-21 17:15 | 0.0461 | 0.0501
2023-03-21 17:30 | 0.0458 | 0.0499
2023-03-21 17:45 | 0.0451 | 0.0499
2023-03-21 18:00 | 0.0449 | 0.0498
2023-03-21 18:15 | 0.0453 | 0.0497
2023-03-21 18:30 | 0.0458 | 0.0499
2023-03-21 18:45 | 0.0456 | 0.0497
2023-03-21 19:00 | 0.0457 | 0.0496
2023-03-21 19:15 | 0.0454 | 0.0494
2023-03-21 19:30 | 0.0455 | 0.0494
2023-03-21 19:45 | 0.0454 | 0.0494
2023-03-21 20:00 | 0.0456 | 0.0495
2023-03-21 20:15 | 0.0456 | 0.0496
2023-03-21 20:30 | 0.0453 | 0.0493
2023-03-21 20:45 | 0.0454 | 0.0495
2023-03-21 21:00 | 0.0455 | 0.0495
2023-03-21 21:15 | 0.0457 | 0.0499
2023-03-21 21:30 | 0.0459 | 0.0501
2023-03-21 21:45 | 0.0455 | 0.0497
2023-03-21 22:00 | 0.0454 | 0.0494
2023-03-21 22:15 | 0.0455 | 0.0496
2023-03-21 22:30 | 0.0456 | 0.0497
2023-03-21 22:45 | 0.0457 | 0.05
2023-03-21 23:00 | 0.0459 | 0.05
2023-03-21 23:15 | 0.046 | 0.0501
2023-03-21 23:30 | 0.0461 | 0.0502
2023-03-21 23:45 | 0.046 | 0.0502
2023-03-22 | 0.0462 | 0.0503
2023-03-22 00:15 | 0.0465 | 0.0505
2023-03-22 00:30 | 0.0465 | 0.0508
2023-03-22 00:45 | 0.0467 | 0.051
2023-03-22 01:00 | 0.0466 | 0.0509
2023-03-22 01:15 | 0.0465 | 0.0508
2023-03-22 01:30 | 0.0466 | 0.0508
2023-03-22 01:45 | 0.0465 | 0.0508
2023-03-22 02:00 | 0.0465 | 0.0508
2023-03-22 02:15 | 0.0465 | 0.0509
2023-03-22 02:30 | 0.0465 | 0.0509
2023-03-22 02:45 | 0.0464 | 0.0507
2023-03-22 03:00 | 0.0465 | 0.0508
2023-03-22 03:15 | 0.0465 | 0.0508
2023-03-22 03:30 | 0.0466 | 0.051
2023-03-22 03:45 | 0.0466 | 0.051
2023-03-22 04:00 | 0.0464 | 0.0508
2023-03-22 04:15 | 0.0464 | 0.0507
2023-03-22 04:30 | 0.0463 | 0.0506
2023-03-22 04:45 | 0.0461 | 0.0503
2023-03-22 05:00 | 0.046 | 0.0502
2023-03-22 05:15 | 0.0458 | 0.0501
2023-03-22 05:30 | 0.0459 | 0.0503
2023-03-22 05:45 | 0.046 | 0.05
2023-03-22 06:00 | 0.0459 | 0.0501
2023-03-22 06:15 | 0.0462 | 0.0504
2023-03-22 06:30 | 0.0461 | 0.0503
2023-03-22 06:45 | 0.046 | 0.05
2023-03-22 07:00 | 0.0453 | 0.0495
2023-03-22 07:15 | 0.0456 | 0.0498
2023-03-22 07:30 | 0.0456 | 1.7106
2023-03-22 07:45 | 0.0455 | 1.7962
2023-03-22 08:00 | 0.0456 | 1.4549
2023-03-22 08:15 | 0.0458 | 1.2737
2023-03-22 08:30 | 0.0458 | 1.0437
2023-03-22 08:45 | 0.046 | 1.1179
2023-03-22 09:00 | 0.0455 | 1.1966
2023-03-22 09:15 | 0.0459 | 1.0771
2023-03-22 09:30 | 0.046 | 1.1221
2023-03-22 09:45 | 0.0459 | 1.2716
2023-03-22 10:00 | 0.0458 | 1.1567
2023-03-22 10:15 | 0.046 | 0.99
2023-03-22 10:30 | 0.0459 | 0.8816
2023-03-22 10:45 | 0.0461 | 0.0448
2023-03-22 11:00 | 0.0461 | 0.0502
2023-03-22 11:15 | 0.0461 | 0.0503
2023-03-22 11:30 | 0.046 | 0.0503
2023-03-22 11:45 | 0.0461 | 0.0502
2023-03-22 12:00 | 0.0462 | 0.0504
2023-03-22 12:15 | 0.0461 | 0.0504
2023-03-22 12:30 | 0.0463 | 0.0503
2023-03-22 12:45 | 0.0463 | 0.0506
2023-03-22 13:00 | 0.0463 | 0.0502
2023-03-22 13:15 | 0.0465 | 0.0505
2023-03-22 13:30 | 0.0464 | 0.0503
2023-03-22 13:45 | 0.0464 | 0.0503
2023-03-22 14:00 | 0.046 | 0.0501
2023-03-22 14:15 | 0.0461 | 0.0503
2023-03-22 14:30 | 0.0461 | 0.0504
2023-03-22 14:45 | 0.0462 | 0.0504
2023-03-22 15:00 | 0.0463 | 0.0505
2023-03-22 15:15 | 0.0463 | 0.0505
2023-03-22 15:30 | 0.0463 | 0.0507
2023-03-22 15:45 | 0.0464 | 0.0506
2023-03-22 16:00 | 0.0463 | 0.0504
2023-03-22 16:15 | 0.0462 | 0.0505
2023-03-22 16:30 | 0.0458 | 0.05
2023-03-22 16:45 | 0.0457 | 0.0499
2023-03-22 17:00 | 0.046 | 0.0501
2023-03-22 17:15 | 0.0457 | 0.0498
2023-03-22 17:30 | 0.0456 | 0.0498
2023-03-22 17:45 | 0.0458 | 0.0499
2023-03-22 18:00 | 0.046 | 0.0501
2023-03-22 18:15 | 0.046 | 0.05
2023-03-22 18:30 | 0.0457 | 0.0498
2023-03-22 18:45 | 0.0453 | 0.0494
2023-03-22 19:00 | 0.0452 | 0.0492
2023-03-22 19:15 | 0.0458 | 0.0498
2023-03-22 19:30 | 0.0458 | 0.05
2023-03-22 19:45 | 0.0458 | 0.0499
2023-03-22 20:00 | 0.0457 | 0.0498
2023-03-22 20:15 | 0.0453 | 0.0494
2023-03-22 20:30 | 0.0454 | 0.0495
2023-03-22 20:45 | 0.0454 | 0.0495
2023-03-22 21:00 | 0.0454 | 0.0494
2023-03-22 21:15 | 0.0456 | 0.0497
2023-03-22 21:30 | 0.0452 | 0.0493
2023-03-22 21:45 | 0.0454 | 0.0494
2023-03-22 22:00 | 0.0452 | 0.0492
2023-03-22 22:15 | 0.0455 | 0.0496
2023-03-22 22:30 | 0.0457 | 0.0498
2023-03-22 22:45 | 0.0458 | 0.0498
2023-03-22 23:00 | 0.046 | 0.0502
2023-03-22 23:15 | 0.0461 | 0.0503
2023-03-22 23:30 | 0.0461 | 0.0503
2023-03-22 23:45 | 0.046 | 0.0502
2023-03-23 | 0.0462 | 0.0505
2023-03-23 00:15 | 0.0463 | 0.0506
2023-03-23 00:30 | 0.0465 | 0.0508
2023-03-23 00:45 | 0.0465 | 0.0508
2023-03-23 01:00 | 0.0464 | 0.0508
2023-03-23 01:15 | 0.0463 | 0.0508
2023-03-23 01:30 | 0.0464 | 0.0507
2023-03-23 01:45 | 0.0464 | 0.0507
2023-03-23 02:00 | 0.0464 | 0.0508
2023-03-23 02:15 | 0.0464 | 0.051
2023-03-23 02:30 | 0.0465 | 0.0509
2023-03-23 02:45 | 0.0465 | 0.0509
2023-03-23 03:00 | 0.0465 | 0.0509
2023-03-23 03:15 | 0.0463 | 0.0508
2023-03-23 03:30 | 0.0464 | 0.0508
2023-03-23 03:45 | 0.0464 | 0.0508
2023-03-23 04:00 | 0.0464 | 0.0507
2023-03-23 04:15 | 0.0462 | 0.0507
2023-03-23 04:30 | 0.0462 | 0.0507
2023-03-23 04:45 | 0.0461 | 0.0505
2023-03-23 05:00 | 0.0458 | 0.0502
2023-03-23 05:15 | 0.0455 | 0.0499
2023-03-23 05:30 | 0.0457 | 0.0502
2023-03-23 05:45 | 0.0456 | 0.0498
2023-03-23 06:00 | 0.0453 | 0.0496
2023-03-23 06:15 | 0.0451 | 0.0494
2023-03-23 06:30 | 0.0457 | 0.0497
2023-03-23 06:45 | 0.0462 | 0.0504
2023-03-23 07:00 | 0.0459 | 0.0501
2023-03-23 07:15 | 0.0456 | 0.0499
2023-03-23 07:30 | 0.0454 | 0.925
2023-03-23 07:45 | 0.0454 | 1.039
2023-03-23 08:00 | 0.0456 | 0.8984
2023-03-23 08:15 | 0.0456 | 1.0749
2023-03-23 08:30 | 0.0456 | 1.0818
2023-03-23 08:45 | 0.0459 | 0.9702
2023-03-23 09:00 | 0.0459 | 1.013
2023-03-23 09:15 | 0.0459 | 0.8627
2023-03-23 09:30 | 0.0463 | 0.9567
2023-03-23 09:45 | 0.0463 | 0.7654
2023-03-23 10:00 | 0.0461 | 0.8853
2023-03-23 10:15 | 0.0461 | 0.7969
2023-03-23 10:30 | 0.0459 | 0.7159
2023-03-23 10:45 | 0.0458 | 0.7571
2023-03-23 11:00 | 0.0458 | 0.2309
2023-03-23 11:15 | 0.0452 | 0.0496
2023-03-23 11:30 | 0.0455 | 0.05
2023-03-23 11:45 | 0.0456 | 0.0499
2023-03-23 12:00 | 0.046 | 0.0502
2023-03-23 12:15 | 0.0455 | 0.05
2023-03-23 12:30 | 0.0458 | 0.0504
2023-03-23 12:45 | 0.0458 | 0.0502
2023-03-23 13:00 | 0.046 | 0.0503
2023-03-23 13:15 | 0.0459 | 0.0503
2023-03-23 13:30 | 0.0457 | 0.0501
2023-03-23 13:45 | 0.0442 | 0.0495
2023-03-23 14:00 | 0.0436 | 0.0494
2023-03-23 14:15 | 0.0443 | 0.0495
2023-03-23 14:30 | 0.0449 | 0.0497
2023-03-23 14:45 | 0.0455 | 0.05
2023-03-23 15:00 | 0.0447 | 0.0498
2023-03-23 15:15 | 0.0438 | 0.0495
2023-03-23 15:30 | 0.0444 | 0.0498
2023-03-23 15:45 | 0.0448 | 0.0499
2023-03-23 16:00 | 0.0457 | 0.0501
2023-03-23 16:15 | 0.0454 | 0.05
2023-03-23 16:30 | 0.0439 | 0.0494
2023-03-23 16:45 | 0.0441 | 0.0494
2023-03-23 17:00 | 0.0447 | 0.0495
2023-03-23 17:15 | 0.0447 | 0.0493
2023-03-23 17:30 | 0.0452 | 0.0492
2023-03-23 17:45 | 0.0455 | 0.0497
2023-03-23 18:00 | 0.0455 | 0.0497
2023-03-23 18:15 | 0.0456 | 0.0496
2023-03-23 18:30 | 0.0455 | 0.0495
2023-03-23 18:45 | 0.0454 | 0.0498
2023-03-23 19:00 | 0.0453 | 0.0497
2023-03-23 19:15 | 0.0453 | 0.0495
2023-03-23 19:30 | 0.0451 | 0.0494
2023-03-23 19:45 | 0.0452 | 0.0493
2023-03-23 20:00 | 0.0454 | 0.0495
2023-03-23 20:15 | 0.0457 | 0.0499
2023-03-23 20:30 | 0.0458 | 0.0501
2023-03-23 20:45 | 0.0453 | 0.0492
2023-03-23 21:00 | 0.0448 | 0.0489
2023-03-23 21:15 | 0.0449 | 0.049
2023-03-23 21:30 | 0.0451 | 0.0492
2023-03-23 21:45 | 0.0452 | 0.0492
2023-03-23 22:00 | 0.0454 | 0.0494
2023-03-23 22:15 | 0.0456 | 0.0498
2023-03-23 22:30 | 0.0458 | 0.0499
2023-03-23 22:45 | 0.0455 | 0.0495
2023-03-23 23:00 | 0.0455 | 0.0496
2023-03-23 23:15 | 0.0457 | 0.05
2023-03-23 23:30 | 0.0461 | 0.0502
2023-03-23 23:45 | 0.0462 | 0.0504
2023-03-24 | 0.0462 | 0.0504
2023-03-24 00:15 | 0.0461 | 0.0505
2023-03-24 00:30 | 0.0463 | 0.0507
2023-03-24 00:45 | 0.0464 | 0.0506
2023-03-24 01:00 | 0.0461 | 0.0505
2023-03-24 01:15 | 0.0463 | 0.0508
2023-03-24 01:30 | 0.0465 | 0.0509
2023-03-24 01:45 | 0.0466 | 0.0509
2023-03-24 02:00 | 0.0464 | 0.0508
2023-03-24 02:15 | 0.0464 | 0.0508
2023-03-24 02:30 | 0.0463 | 0.0506
2023-03-24 02:45 | 0.0466 | 0.0509
2023-03-24 03:00 | 0.0466 | 0.051
2023-03-24 03:15 | 0.0465 | 0.051
2023-03-24 03:30 | 0.0465 | 0.0508
2023-03-24 03:45 | 0.0465 | 0.0508
2023-03-24 04:00 | 0.0464 | 0.0509
2023-03-24 04:15 | 0.0463 | 0.0509
2023-03-24 04:30 | 0.0462 | 0.0505
2023-03-24 04:45 | 0.0462 | 0.0506
2023-03-24 05:00 | 0.0463 | 0.0508
2023-03-24 05:15 | 0.046 | 0.0505
2023-03-24 05:30 | 0.0457 | 0.0504
2023-03-24 05:45 | 0.0458 | 0.0501
2023-03-24 06:00 | 0.0459 | 0.05
2023-03-24 06:15 | 0.0457 | 0.0501
2023-03-24 06:30 | 0.046 | 0.0504
2023-03-24 06:45 | 0.0459 | 0.0503
2023-03-24 07:00 | 0.0456 | 0.05
2023-03-24 07:15 | 0.0457 | 0.0502
2023-03-24 07:30 | 0.0456 | 1.531
2023-03-24 07:45 | 0.0457 | 1.7181
2023-03-24 08:00 | 0.0459 | 1.7266
2023-03-24 08:15 | 0.0458 | 1.602
2023-03-24 08:30 | 0.046 | 1.3473
2023-03-24 08:45 | 0.0458 | 1.4798
2023-03-24 09:00 | 0.0458 | 1.3687
2023-03-24 09:15 | 0.0459 | 1.3659
2023-03-24 09:30 | 0.0459 | 0.2017
2023-03-24 09:45 | 0.0459 | 0.0501
2023-03-24 10:00 | 0.0456 | 0.0499
2023-03-24 10:15 | 0.0455 | 0.0497
2023-03-24 10:30 | 0.0455 | 0.0497
2023-03-24 10:45 | 0.0461 | 0.0496
2023-03-24 11:00 | 0.0457 | 0.05
2023-03-24 11:15 | 0.046 | 0.0504
2023-03-24 11:30 | 0.0461 | 0.0504
2023-03-24 11:45 | 0.0463 | 0.0506
2023-03-24 12:00 | 0.0459 | 0.0501
2023-03-24 12:15 | 0.0458 | 0.0498
2023-03-24 12:30 | 0.046 | 0.0498
2023-03-24 12:45 | 0.0462 | 0.05
2023-03-24 13:00 | 0.0458 | 0.0499
2023-03-24 13:15 | 0.0455 | 0.0498
2023-03-24 13:30 | 0.0459 | 0.0501
2023-03-24 13:45 | 0.0458 | 0.05
2023-03-24 14:00 | 0.0455 | 0.0497
2023-03-24 14:15 | 0.0454 | 0.0497
2023-03-24 14:30 | 0.0454 | 0.0496
2023-03-24 14:45 | 0.0455 | 0.0498
2023-03-24 15:00 | 0.0453 | 0.0495
2023-03-24 15:15 | 0.0456 | 0.0501
2023-03-24 15:30 | 0.0458 | 0.0501
2023-03-24 15:45 | 0.0461 | 0.0504
2023-03-24 16:00 | 0.0458 | 0.0501
2023-03-24 16:15 | 0.0457 | 0.0502
2023-03-24 16:30 | 0.0456 | 0.0501
2023-03-24 16:45 | 0.046 | 0.0503
2023-03-24 17:00 | 0.0459 | 0.0503
2023-03-24 17:15 | 0.0457 | 0.05
2023-03-24 17:30 | 0.0457 | 0.0499
2023-03-24 17:45 | 0.0457 | 0.0498
2023-03-24 18:00 | 0.0459 | 0.0502
2023-03-24 18:15 | 0.0459 | 0.0502
2023-03-24 18:30 | 0.0455 | 0.0497
2023-03-24 18:45 | 0.0454 | 0.0494
2023-03-24 19:00 | 0.0454 | 0.0497
2023-03-24 19:15 | 0.045 | 0.0494
2023-03-24 19:30 | 0.0449 | 0.0492
2023-03-24 19:45 | 0.0453 | 0.0493
2023-03-24 20:00 | 0.0452 | 0.0493
2023-03-24 20:15 | 0.0452 | 0.0493
2023-03-24 20:30 | 0.0448 | 0.0488
2023-03-24 20:45 | 0.0449 | 0.049
2023-03-24 21:00 | 0.045 | 0.0491
2023-03-24 21:15 | 0.0453 | 0.0494
2023-03-24 21:30 | 0.0455 | 0.0497
2023-03-24 21:45 | 0.0457 | 0.0498
2023-03-24 22:00 | 0.046 | 0.0501
2023-03-24 22:15 | 0.0461 | 0.0504
2023-03-24 22:30 | 0.0462 | 0.0504
2023-03-24 22:45 | 0.0462 | 0.0503
2023-03-24 23:00 | 0.0457 | 0.0498
2023-03-24 23:15 | 0.0457 | 0.0498
2023-03-24 23:30 | 0.0458 | 0.0499
2023-03-24 23:45 | 0.0459 | 0.0502
2023-03-25 | 0.046 | 0.0503
2023-03-25 00:15 | 0.046 | 0.0502
2023-03-25 00:30 | 0.0462 | 0.0505
2023-03-25 00:45 | 0.0462 | 0.0505
2023-03-25 01:00 | 0.046 | 0.0504
2023-03-25 01:15 | 0.0461 | 0.0505
2023-03-25 01:30 | 0.0461 | 0.0504
2023-03-25 01:45 | 0.0461 | 0.0505
2023-03-25 02:00 | 0.0462 | 0.0506
2023-03-25 02:15 | 0.0462 | 0.0506
2023-03-25 02:30 | 0.0462 | 0.0507
2023-03-25 02:45 | 0.0462 | 0.0506
2023-03-25 03:00 | 0.0462 | 0.0507
2023-03-25 03:15 | 0.0461 | 0.0505
2023-03-25 03:30 | 0.0462 | 0.0505
2023-03-25 03:45 | 0.0461 | 0.0505
2023-03-25 04:00 | 0.0462 | 0.0508
2023-03-25 04:15 | 0.0462 | 0.0506
2023-03-25 04:30 | 0.0462 | 0.0505
2023-03-25 04:45 | 0.0461 | 0.0506
2023-03-25 05:00 | 0.046 | 0.0506
2023-03-25 05:15 | 0.046 | 0.0504
2023-03-25 05:30 | 0.0459 | 0.0504
2023-03-25 05:45 | 0.0457 | 0.0501
2023-03-25 06:00 | 0.0453 | 0.0804
2023-03-25 06:15 | 0.0452 | 1.9691
2023-03-25 06:30 | 0.0451 | 2.1522
2023-03-25 06:45 | 0.0459 | 1.9623
2023-03-25 07:00 | 0.046 | 0.0349
2023-03-25 07:15 | 0.046 | 0.0504
2023-03-25 07:30 | 0.0458 | 1.5618
2023-03-25 07:45 | 0.0457 | 2.0911
2023-03-25 08:00 | 0.0453 | 1.7753
2023-03-25 08:15 | 0.0452 | 1.791
2023-03-25 08:30 | 0.0438 | 1.4368
2023-03-25 08:45 | 0.044 | 1.3584
2023-03-25 09:00 | 0.0443 | 1.5097
2023-03-25 09:15 | 0.0444 | 1.4014
2023-03-25 09:30 | 0.9568 | 1.2982
2023-03-25 09:45 | 1.9423 | 1.3428
2023-03-25 10:00 | 1.2605 | 1.0394
2023-03-25 10:15 | 1.3221 | 1.7294
2023-03-25 10:30 | 1.4668 | 1.1545
2023-03-25 10:45 | 1.3066 | 1.4149
2023-03-25 11:00 | 1.3509 | 0.4034
2023-03-25 11:15 | 1.3737 | 0.0493
2023-03-25 11:30 | 1.3639 | 0.0488
2023-03-25 11:45 | 1.2788 | 0.0494
2023-03-25 12:00 | 1.2212 | 0.0495
2023-03-25 12:15 | 0.0323 | 0.0496
2023-03-25 12:30 | 0.0453 | 0.0493
2023-03-25 12:45 | 0.0454 | 0.0496
2023-03-25 13:00 | 0.0456 | 0.242
2023-03-25 13:15 | 0.0456 | 1.7529
2023-03-25 13:30 | 0.0453 | 1.8157
2023-03-25 13:45 | 0.0454 | 1.5048
2023-03-25 14:00 | 0.0453 | 1.3002
2023-03-25 14:15 | 0.0453 | 0.0371
2023-03-25 14:30 | 0.0454 | 0.0492
2023-03-25 14:45 | 0.0453 | 0.0492
2023-03-25 15:00 | 0.0455 | 0.0495
2023-03-25 15:15 | 0.045 | 0.0489
2023-03-25 15:30 | 0.0452 | 0.0493
2023-03-25 15:45 | 0.0454 | 0.0493
2023-03-25 16:00 | 0.0454 | 0.0495
2023-03-25 16:15 | 0.0452 | 0.0493
2023-03-25 16:30 | 0.0452 | 0.0492
2023-03-25 16:45 | 0.0451 | 0.0494
2023-03-25 17:00 | 0.0427 | 0.0489
2023-03-25 17:15 | 0.0433 | 0.0491
2023-03-25 17:30 | 0.0438 | 0.0491
2023-03-25 17:45 | 0.0441 | 0.049
2023-03-25 18:00 | 0.0449 | 0.0491
2023-03-25 18:15 | 0.0451 | 0.0493
2023-03-25 18:30 | 0.045 | 0.0492
2023-03-25 18:45 | 0.0447 | 0.0486
2023-03-25 19:00 | 0.0446 | 0.0487
2023-03-25 19:15 | 0.0447 | 0.0487
2023-03-25 19:30 | 0.0447 | 0.0487
2023-03-25 19:45 | 0.045 | 0.049
2023-03-25 20:00 | 0.0449 | 0.0489
2023-03-25 20:15 | 0.0452 | 0.0492
2023-03-25 20:30 | 0.0452 | 0.0492
2023-03-25 20:45 | 0.0453 | 0.0493
2023-03-25 21:00 | 0.0453 | 0.0494
2023-03-25 21:15 | 0.0452 | 0.0493
2023-03-25 21:30 | 0.0453 | 0.0495
2023-03-25 21:45 | 0.0455 | 0.0496
2023-03-25 22:00 | 0.0458 | 0.05
2023-03-25 22:15 | 0.0456 | 0.0498
2023-03-25 22:30 | 0.0452 | 0.0494
2023-03-25 22:45 | 0.0454 | 0.0497
2023-03-25 23:00 | 0.0454 | 0.0497
2023-03-25 23:15 | 0.0454 | 0.0497
2023-03-25 23:30 | 0.0454 | 0.0497
2023-03-25 23:45 | 0.0457 | 0.0501
2023-03-26 | 0.0458 | 0.0503
2023-03-26 00:15 | 0.046 | 0.0504
2023-03-26 00:30 | 0.046 | 0.0504
2023-03-26 00:45 | 0.0461 | 0.0506
2023-03-26 01:00 | 0.0462 | 0.0507
2023-03-26 01:15 | 0.0463 | 0.0508
2023-03-26 01:30 | 0.0463 | 0.0508
2023-03-26 01:45 | 0.0464 | 0.0509
2023-03-26 02:00 | 0.0464 | 0.051
2023-03-26 02:15 | 0.0464 | 0.0508
2023-03-26 02:30 | 0.0464 | 0.0509
2023-03-26 02:45 | 0.0464 | 0.0508
2023-03-26 03:00 | 0.0459 | 1.3
2023-03-26 03:15 | 0.0458 | 1.76
2023-03-26 03:30 | 0.0457 | 1.806
2023-03-26 03:45 | 0.0459 | 0.038
2023-03-26 04:00 | 0.0458 | 0.0503
2023-03-26 04:15 | 0.0457 | 0.0501
2023-03-26 04:30 | 0.0458 | 0.0502
2023-03-26 04:45 | 0.0458 | 0.0503
2023-03-26 05:00 | 0.0458 | 0.0502
2023-03-26 05:15 | 0.0458 | 0.0503
2023-03-26 05:30 | 0.0457 | 0.0502
2023-03-26 05:45 | 0.0455 | 0.05
2023-03-26 06:00 | 0.0456 | 0.05
2023-03-26 06:15 | 0.0455 | 0.05
2023-03-26 06:30 | 1.7352 | 0.0495
2023-03-26 06:45 | 1.6269 | 0.0497
2023-03-26 07:00 | 1.6115 | 0.0495
2023-03-26 07:15 | 1.3798 | 0.0499
2023-03-26 07:30 | 1.3446 | 1.5995
2023-03-26 07:45 | 1.3617 | 1.8438
2023-03-26 08:00 | 1.2712 | 1.5984
2023-03-26 08:15 | 1.3249 | 1.4486
2023-03-26 08:30 | 1.1372 | 1.3788
2023-03-26 08:45 | 1.1071 | 1.2962
2023-03-26 09:00 | 1.1085 | 1.2993
2023-03-26 09:15 | 0.5844 | 1.2668
2023-03-26 09:30 | 0.0452 | 1.077
2023-03-26 09:45 | 0.0452 | 1.1081
2023-03-26 10:00 | 0.0454 | 1.1747
2023-03-26 10:15 | 0.0456 | 1.1511
2023-03-26 10:30 | 0.0458 | 0.9916
2023-03-26 10:45 | 0.0458 | 0.2587
2023-03-26 11:00 | 0.0461 | 0.0504
2023-03-26 11:15 | 0.0455 | 0.0496
2023-03-26 11:30 | 0.0457 | 0.0498
2023-03-26 11:45 | 0.0453 | 0.0495
2023-03-26 12:00 | 0.0454 | 0.0495
2023-03-26 12:15 | 0.0455 | 0.0495
2023-03-26 12:30 | 0.0457 | 0.0498
2023-03-26 12:45 | 0.0457 | 0.0501
2023-03-26 13:00 | 0.0461 | 0.0502
2023-03-26 13:15 | 0.0457 | 0.0498
2023-03-26 13:30 | 0.0457 | 0.0498
2023-03-26 13:45 | 0.0458 | 0.0501
2023-03-26 14:00 | 0.0457 | 0.0498
2023-03-26 14:15 | 0.0456 | 0.0496
2023-03-26 14:30 | 0.0456 | 0.0497
2023-03-26 14:45 | 0.0456 | 0.0499
2023-03-26 15:00 | 0.045 | 0.0491
2023-03-26 15:15 | 0.045 | 0.0491
2023-03-26 15:30 | 0.0454 | 0.0495
2023-03-26 15:45 | 0.0453 | 0.0496
2023-03-26 16:00 | 0.0453 | 0.0496
2023-03-26 16:15 | 0.0454 | 0.0494
2023-03-26 16:30 | 0.0456 | 0.0498
2023-03-26 16:45 | 0.0457 | 0.0497
2023-03-26 17:00 | 0.0454 | 0.0493
2023-03-26 17:15 | 0.0457 | 0.0491
2023-03-26 17:30 | 0.0449 | 0.0489
2023-03-26 17:45 | 0.0445 | 0.0488
2023-03-26 18:00 | 0.0446 | 0.0487
2023-03-26 18:15 | 0.0445 | 0.0485
2023-03-26 18:30 | 0.0444 | 0.0485
2023-03-26 18:45 | 0.0447 | 0.0489
2023-03-26 19:00 | 0.0449 | 0.049
2023-03-26 19:15 | 0.045 | 0.049
2023-03-26 19:30 | 0.0448 | 0.0489
2023-03-26 19:45 | 0.0448 | 0.049
2023-03-26 20:00 | 0.045 | 0.049
2023-03-26 20:15 | 0.045 | 0.0488
2023-03-26 20:30 | 0.045 | 0.049
2023-03-26 20:45 | 0.0449 | 0.0491
2023-03-26 21:00 | 0.0451 | 0.0491
2023-03-26 21:15 | 0.0452 | 0.0491
2023-03-26 21:30 | 0.0454 | 0.0494
2023-03-26 21:45 | 0.0456 | 0.0498
2023-03-26 22:00 | 0.0457 | 0.0498
2023-03-26 22:15 | 0.0459 | 0.05
2023-03-26 22:30 | 0.0459 | 0.05
2023-03-26 22:45 | 0.0461 | 0.0504
2023-03-26 23:00 | 0.0456 | 0.0499
2023-03-26 23:15 | 0.0458 | 0.0499
2023-03-26 23:30 | 0.0459 | 0.0501
2023-03-26 23:45 | 0.0459 | 0.0502
2023-03-27 | 0.0459 | 0.0502
2023-03-27 00:15 | 0.046 | 0.0504
2023-03-27 00:30 | 0.046 | 0.0503
2023-03-27 00:45 | 0.0461 | 0.0505
2023-03-27 01:00 | 0.046 | 0.0503
2023-03-27 01:15 | 0.0461 | 0.0503
2023-03-27 01:30 | 0.0461 | 0.0504
2023-03-27 01:45 | 0.046 | 0.0506
2023-03-27 02:00 | 0.046 | 0.0504
2023-03-27 02:15 | 0.0462 | 0.0506
2023-03-27 02:30 | 0.0461 | 0.0504
2023-03-27 02:45 | 0.046 | 0.0504
2023-03-27 03:00 | 0.046 | 0.0505
2023-03-27 03:15 | 0.046 | 0.0504
2023-03-27 03:30 | 0.046 | 0.0505
2023-03-27 03:45 | 0.046 | 0.0504
2023-03-27 04:00 | 0.0458 | 0.0502
2023-03-27 04:15 | 0.0458 | 0.0503
2023-03-27 04:30 | 0.0456 | 0.05
2023-03-27 04:45 | 0.046 | 0.0502
2023-03-27 05:00 | 0.0456 | 0.0498
2023-03-27 05:15 | 0.0456 | 0.0499
2023-03-27 05:30 | 0.0457 | 0.0499
2023-03-27 05:45 | 0.0455 | 0.0499
2023-03-27 06:00 | 0.0453 | 0.0496
2023-03-27 06:15 | 0.0455 | 0.0497
2023-03-27 06:30 | 0.0455 | 0.0499
2023-03-27 06:45 | 0.0452 | 0.0496
2023-03-27 07:00 | 0.045 | 0.0493
2023-03-27 07:15 | 0.0447 | 0.0491
2023-03-27 07:30 | 0.045 | 1.7523
2023-03-27 07:45 | 0.0452 | 1.874
2023-03-27 08:00 | 0.045 | 1.8546
2023-03-27 08:15 | 0.0451 | 1.3811
2023-03-27 08:30 | 0.045 | 1.0511
2023-03-27 08:45 | 0.0453 | 1.6596
2023-03-27 09:00 | 0.0453 | 1.4419
2023-03-27 09:15 | 0.0453 | 1.0704
2023-03-27 09:30 | 0.0452 | 1.1235
2023-03-27 09:45 | 0.0457 | 1.2322
2023-03-27 10:00 | 0.0457 | 1.1899
2023-03-27 10:15 | 0.0457 | 0.4873
2023-03-27 10:30 | 0.0458 | 0.0503
2023-03-27 10:45 | 0.0456 | 0.05
2023-03-27 11:00 | 0.0459 | 0.0499
2023-03-27 11:15 | 0.0456 | 0.0499
2023-03-27 11:30 | 0.0456 | 0.0501
2023-03-27 11:45 | 0.0457 | 0.0502
2023-03-27 12:00 | 0.046 | 0.0502
2023-03-27 12:15 | 0.0461 | 0.0505
2023-03-27 12:30 | 0.0457 | 0.0501
2023-03-27 12:45 | 0.0458 | 0.0503
2023-03-27 13:00 | 0.0457 | 0.0502
2023-03-27 13:15 | 0.0458 | 0.0501
2023-03-27 13:30 | 0.0459 | 0.0503
2023-03-27 13:45 | 0.046 | 0.0504
2023-03-27 14:00 | 0.0459 | 0.0501
2023-03-27 14:15 | 0.0459 | 0.0502
2023-03-27 14:30 | 0.0454 | 0.0498
2023-03-27 14:45 | 0.0453 | 0.0496
2023-03-27 15:00 | 0.0453 | 0.0496
2023-03-27 15:15 | 0.0456 | 0.0498
2023-03-27 15:30 | 0.0452 | 0.0499
2023-03-27 15:45 | 0.0454 | 0.05
2023-03-27 16:00 | 0.0453 | 0.0495
2023-03-27 16:15 | 0.0451 | 0.0495
2023-03-27 16:30 | 0.0451 | 0.0495
2023-03-27 16:45 | 0.0451 | 0.0494
2023-03-27 17:00 | 0.0451 | 0.0493
2023-03-27 17:15 | 0.0453 | 0.0496
2023-03-27 17:30 | 0.0451 | 0.0495
2023-03-27 17:45 | 0.0448 | 0.0492
2023-03-27 18:00 | 0.0445 | 0.0487
2023-03-27 18:15 | 0.0447 | 0.0489
2023-03-27 18:30 | 0.0448 | 0.0491
2023-03-27 18:45 | 0.0446 | 0.0488
2023-03-27 19:00 | 0.0447 | 0.049
2023-03-27 19:15 | 0.0447 | 0.049
2023-03-27 19:30 | 0.0447 | 0.0489
2023-03-27 19:45 | 0.0447 | 0.0488
2023-03-27 20:00 | 0.0449 | 0.049
2023-03-27 20:15 | 0.0449 | 0.0491
2023-03-27 20:30 | 0.045 | 0.0493
2023-03-27 20:45 | 0.0451 | 0.0494
2023-03-27 21:00 | 0.0449 | 0.049
2023-03-27 21:15 | 0.0452 | 0.0492
2023-03-27 21:30 | 0.0454 | 0.0495
2023-03-27 21:45 | 0.0455 | 0.0491
2023-03-27 22:00 | 0.0458 | 0.0487
2023-03-27 22:15 | 0.046 | 0.0501
2023-03-27 22:30 | 0.0459 | 0.0502
2023-03-27 22:45 | 0.0455 | 0.0494
2023-03-27 23:00 | 0.0456 | 0.049
2023-03-27 23:15 | 0.0457 | 0.0499
2023-03-27 23:30 | 0.0459 | 0.0502
2023-03-27 23:45 | 0.0459 | 0.0503
2023-03-28 | 0.0459 | 0.0503
2023-03-28 00:15 | 0.0459 | 0.0502
2023-03-28 00:30 | 0.0459 | 0.0502
2023-03-28 00:45 | 0.046 | 0.0504
2023-03-28 01:00 | 0.0461 | 0.0506
2023-03-28 01:15 | 0.0459 | 0.0503
2023-03-28 01:30 | 0.046 | 0.0504
2023-03-28 01:45 | 0.046 | 0.0504
2023-03-28 02:00 | 0.046 | 0.0505
2023-03-28 02:15 | 0.046 | 0.0505
2023-03-28 02:30 | 0.046 | 0.0506
2023-03-28 02:45 | 0.046 | 0.0504
2023-03-28 03:00 | 0.0461 | 0.0506
2023-03-28 03:15 | 0.0461 | 0.0505
2023-03-28 03:30 | 0.046 | 0.0507
2023-03-28 03:45 | 0.0461 | 0.0505
2023-03-28 04:00 | 0.0459 | 0.0504
2023-03-28 04:15 | 0.0459 | 0.0503
2023-03-28 04:30 | 0.0459 | 0.0504
2023-03-28 04:45 | 0.0458 | 0.0503
2023-03-28 05:00 | 0.0456 | 0.0501
2023-03-28 05:15 | 0.0458 | 0.0502
2023-03-28 05:30 | 0.0457 | 0.0502
2023-03-28 05:45 | 0.0456 | 0.0501
2023-03-28 06:00 | 0.0455 | 0.0496
2023-03-28 06:15 | 0.0452 | 0.0496
2023-03-28 06:30 | 0.0452 | 0.0496
2023-03-28 06:45 | 0.0452 | 0.0494
2023-03-28 07:00 | 0.0447 | 0.0491
2023-03-28 07:15 | 0.0448 | 0.0491
2023-03-28 07:30 | 0.0446 | 1.6318
2023-03-28 07:45 | 0.0445 | 1.8155
2023-03-28 08:00 | 0.0449 | 1.5666
2023-03-28 08:15 | 0.0452 | 1.558
2023-03-28 08:30 | 0.0448 | 1.4819
2023-03-28 08:45 | 0.0448 | 1.5768
2023-03-28 09:00 | 0.0448 | 1.5352
2023-03-28 09:15 | 0.0454 | 1.62
2023-03-28 09:30 | 0.0453 | 1.5654
2023-03-28 09:45 | 0.0454 | 1.507
2023-03-28 10:00 | 0.045 | 0.9634
2023-03-28 10:15 | 0.0431 | 0.0468
2023-03-28 10:30 | 0.0437 | 0.0495
2023-03-28 10:45 | 0.0441 | 0.0496
2023-03-28 11:00 | 0.0444 | 0.0495
2023-03-28 11:15 | 0.0453 | 0.0495
2023-03-28 11:30 | 0.0454 | 0.0495
2023-03-28 11:45 | 0.0454 | 0.0497
2023-03-28 12:00 | 0.0454 | 0.3729
2023-03-28 12:15 | 0.0454 | 1.9043
2023-03-28 12:30 | 0.0456 | 1.7813
2023-03-28 12:45 | 0.0458 | 1.4253
2023-03-28 13:00 | 0.0462 | 1.1114
2023-03-28 13:15 | 0.0459 | 0.0436
2023-03-28 13:30 | 0.0457 | 0.05
2023-03-28 13:45 | 0.0456 | 0.0498
2023-03-28 14:00 | 0.0461 | 0.0505
2023-03-28 14:15 | 0.0462 | 0.0505
2023-03-28 14:30 | 0.0455 | 0.0498
2023-03-28 14:45 | 0.0452 | 0.0494
2023-03-28 15:00 | 0.0457 | 0.0501
2023-03-28 15:15 | 0.0455 | 0.0498
2023-03-28 15:30 | 0.0451 | 0.0495
2023-03-28 15:45 | 0.0447 | 0.0489
2023-03-28 16:00 | 0.0448 | 0.049
2023-03-28 16:15 | 0.0446 | 0.0487
2023-03-28 16:30 | 0.0448 | 0.0492
2023-03-28 16:45 | 0.0451 | 0.0494
2023-03-28 17:00 | 0.045 | 0.0494
2023-03-28 17:15 | 0.0444 | 0.0488
2023-03-28 17:30 | 0.045 | 0.0495
2023-03-28 17:45 | 0.0455 | 0.0498
2023-03-28 18:00 | 0.0453 | 0.0495
2023-03-28 18:15 | 0.0455 | 0.0498
2023-03-28 18:30 | 0.0454 | 0.0497
2023-03-28 18:45 | 0.0448 | 0.049
2023-03-28 19:00 | 0.0449 | 0.0491
2023-03-28 19:15 | 0.045 | 0.0491
2023-03-28 19:30 | 0.0448 | 0.0489
2023-03-28 19:45 | 0.0451 | 0.0493
2023-03-28 20:00 | 0.0451 | 0.0491
2023-03-28 20:15 | 0.0451 | 0.0493
2023-03-28 20:30 | 0.0451 | 0.0494
2023-03-28 20:45 | 0.0451 | 0.0493
2023-03-28 21:00 | 0.0452 | 0.0492
2023-03-28 21:15 | 0.0452 | 0.0495
2023-03-28 21:30 | 0.0453 | 0.0497
2023-03-28 21:45 | 0.0455 | 0.0499
2023-03-28 22:00 | 0.0455 | 0.0497
2023-03-28 22:15 | 0.0453 | 0.0497
2023-03-28 22:30 | 0.0453 | 0.0497
2023-03-28 22:45 | 0.0454 | 0.0498
2023-03-28 23:00 | 0.0456 | 0.0499
2023-03-28 23:15 | 0.0455 | 0.0499
2023-03-28 23:30 | 0.0456 | 0.05
2023-03-28 23:45 | 0.0457 | 0.0502
2023-03-29 | 0.0462 | 0.0506
2023-03-29 00:15 | 0.0461 | 0.0506
2023-03-29 00:30 | 0.0461 | 0.0508
2023-03-29 00:45 | 0.0461 | 0.0507
2023-03-29 01:00 | 0.0461 | 0.0506
2023-03-29 01:15 | 0.0459 | 0.0505
2023-03-29 01:30 | 0.046 | 0.0507
2023-03-29 01:45 | 0.0461 | 0.0506
2023-03-29 02:00 | 0.0461 | 0.0506
2023-03-29 02:15 | 0.046 | 0.0507
2023-03-29 02:30 | 0.046 | 0.0507
2023-03-29 02:45 | 0.0462 | 0.0508
2023-03-29 03:00 | 0.0462 | 0.0508
2023-03-29 03:15 | 0.0462 | 0.0508
2023-03-29 03:30 | 0.0461 | 0.5028
2023-03-29 03:45 | 0.046 | 2.358
2023-03-29 04:00 | 0.0459 | 2.146
2023-03-29 04:15 | 0.0458 | 0.4868
2023-03-29 04:30 | 0.0458 | 0.0503
2023-03-29 04:45 | 0.0456 | 0.0499
2023-03-29 05:00 | 0.0453 | 0.0499
2023-03-29 05:15 | 0.0455 | 0.0497
2023-03-29 05:30 | 0.0457 | 0.0501
2023-03-29 05:45 | 0.0459 | 0.0503
2023-03-29 06:00 | 0.0456 | 0.0499
2023-03-29 06:15 | 0.0455 | 0.0499
2023-03-29 06:30 | 2.1283 | 0.4568
2023-03-29 06:45 | 2.6782 | 2.337
2023-03-29 07:00 | 2.5436 | 1.2335
2023-03-29 07:15 | 2.0935 | 2.7717
2023-03-29 07:30 | 1.0748 | 1.5064
2023-03-29 07:45 | 2.7745 | 2.0166
2023-03-29 08:00 | 2.2622 | 2.0759
2023-03-29 08:15 | 1.886 | 1.8142
2023-03-29 08:30 | 1.7597 | 1.9067
2023-03-29 08:45 | 1.7167 | 1.6518
2023-03-29 09:00 | 1.8456 | 1.5641
2023-03-29 09:15 | 1.1933 | 1.7209
2023-03-29 09:30 | 0.0284 | 1.5956
2023-03-29 09:45 | 0.0433 | 1.5578
2023-03-29 10:00 | 0.0444 | 1.302
2023-03-29 10:15 | 0.0445 | 0.4931
2023-03-29 10:30 | 0.0451 | 0.0501
2023-03-29 10:45 | 0.0448 | 0.0499
2023-03-29 11:00 | 0.0451 | 0.0501
2023-03-29 11:15 | 0.0453 | 0.0502
2023-03-29 11:30 | 0.0459 | 0.0502
2023-03-29 11:45 | 0.0461 | 0.0502
2023-03-29 12:00 | 0.0459 | 0.0501
2023-03-29 12:15 | 0.0458 | 0.05
2023-03-29 12:30 | 0.0458 | 0.0502
2023-03-29 12:45 | 0.0448 | 0.0501
2023-03-29 13:00 | 0.0447 | 0.0501
2023-03-29 13:15 | 0.0455 | 0.0504
2023-03-29 13:30 | 0.0463 | 0.0508
2023-03-29 13:45 | 0.0463 | 0.0507
2023-03-29 14:00 | 0.0464 | 0.0508
2023-03-29 14:15 | 0.0465 | 0.0508
2023-03-29 14:30 | 0.0464 | 0.0508
2023-03-29 14:45 | 0.0462 | 0.0507
2023-03-29 15:00 | 0.0463 | 0.0506
2023-03-29 15:15 | 0.046 | 0.0503
2023-03-29 15:30 | 0.046 | 0.0503
2023-03-29 15:45 | 0.0462 | 0.0503
2023-03-29 16:00 | 0.0459 | 0.0501
2023-03-29 16:15 | 0.0462 | 0.0506
2023-03-29 16:30 | 0.0452 | 0.0503
2023-03-29 16:45 | 0.0448 | 0.0502
2023-03-29 17:00 | 0.0449 | 0.0498
2023-03-29 17:15 | 0.0452 | 0.0497
2023-03-29 17:30 | 0.0453 | 0.0496
2023-03-29 17:45 | 0.0454 | 0.0497
2023-03-29 18:00 | 0.0454 | 0.0496
2023-03-29 18:15 | 0.0452 | 0.0494
2023-03-29 18:30 | 0.045 | 0.0493
2023-03-29 18:45 | 0.0449 | 0.0493
2023-03-29 19:00 | 0.0451 | 0.0493
2023-03-29 19:15 | 0.045 | 0.0493
2023-03-29 19:30 | 0.0449 | 0.049
2023-03-29 19:45 | 0.0451 | 0.0493
2023-03-29 20:00 | 0.0454 | 0.0495
2023-03-29 20:15 | 0.0455 | 0.0498
2023-03-29 20:30 | 0.0454 | 0.0494
2023-03-29 20:45 | 0.0456 | 0.0496
2023-03-29 21:00 | 0.0458 | 0.0499
2023-03-29 21:15 | 0.0454 | 0.0495
2023-03-29 21:30 | 0.0454 | 0.0493
2023-03-29 21:45 | 0.0455 | 0.0496
2023-03-29 22:00 | 0.0452 | 0.0492
2023-03-29 22:15 | 0.0454 | 0.0495
2023-03-29 22:30 | 0.0455 | 0.0497
2023-03-29 22:45 | 0.0456 | 0.0497
2023-03-29 23:00 | 0.0458 | 0.0499
2023-03-29 23:15 | 0.046 | 0.0503
2023-03-29 23:30 | 0.046 | 0.0502
2023-03-29 23:45 | 0.046 | 0.0502
2023-03-30 | 0.0461 | 0.0504
2023-03-30 00:15 | 0.0463 | 0.0506
2023-03-30 00:30 | 0.0462 | 0.0506
2023-03-30 00:45 | 0.0462 | 0.0505
2023-03-30 01:00 | 0.0463 | 0.0508
2023-03-30 01:15 | 0.0465 | 0.051
2023-03-30 01:30 | 0.0466 | 0.051
2023-03-30 01:45 | 0.0466 | 0.051
2023-03-30 02:00 | 0.0462 | 0.0506
2023-03-30 02:15 | 0.0462 | 0.0506
2023-03-30 02:30 | 0.0461 | 0.0505
2023-03-30 02:45 | 0.0461 | 0.0506
2023-03-30 03:00 | 0.046 | 0.0504
2023-03-30 03:15 | 0.046 | 0.0504
2023-03-30 03:30 | 0.0461 | 0.0503
2023-03-30 03:45 | 0.0459 | 0.0502
2023-03-30 04:00 | 0.0457 | 0.05
2023-03-30 04:15 | 0.0457 | 0.0501
2023-03-30 04:30 | 0.0456 | 0.05
2023-03-30 04:45 | 0.0455 | 0.0498
2023-03-30 05:00 | 0.0457 | 0.0501
2023-03-30 05:15 | 0.0459 | 0.0502
2023-03-30 05:30 | 0.0458 | 0.0502
2023-03-30 05:45 | 0.0458 | 0.0497
2023-03-30 06:00 | 0.0455 | 0.0499
2023-03-30 06:15 | 0.0452 | 0.0494
2023-03-30 06:30 | 0.0452 | 0.0494
2023-03-30 06:45 | 0.045 | 0.0492
2023-03-30 07:00 | 0.0454 | 0.2366
2023-03-30 07:15 | 0.0454 | 2.2226
2023-03-30 07:30 | 0.0456 | 2.1344
2023-03-30 07:45 | 0.0456 | 2.1721
2023-03-30 08:00 | 0.0459 | 1.7421
2023-03-30 08:15 | 0.0455 | 1.8975
2023-03-30 08:30 | 0.0457 | 1.9548
2023-03-30 08:45 | 0.0459 | 1.807
2023-03-30 09:00 | 0.0457 | 1.721
2023-03-30 09:15 | 0.0458 | 1.578
2023-03-30 09:30 | 0.046 | 2.0929
2023-03-30 09:45 | 0.0458 | 1.905
2023-03-30 10:00 | 0.0459 | 1.0874
2023-03-30 10:15 | 0.0461 | 2.1953
2023-03-30 10:30 | 0.0462 | 0.5989
2023-03-30 10:45 | 0.0463 | 0.0505
2023-03-30 11:00 | 0.0463 | 0.0507
2023-03-30 11:15 | 0.0465 | 0.0507
2023-03-30 11:30 | 0.0464 | 0.0506
2023-03-30 11:45 | 0.0465 | 0.0508
2023-03-30 12:00 | 0.0464 | 0.0508
2023-03-30 12:15 | 0.0463 | 0.0507
2023-03-30 12:30 | 0.0464 | 0.0506
2023-03-30 12:45 | 0.0463 | 0.0506
2023-03-30 13:00 | 0.0464 | 0.0507
2023-03-30 13:15 | 0.0464 | 0.0507
2023-03-30 13:30 | 0.0466 | 0.0506
2023-03-30 13:45 | 0.0469 | 0.0507
2023-03-30 14:00 | 0.0468 | 0.0508
2023-03-30 14:15 | 0.0464 | 0.0502
2023-03-30 14:30 | 0.046 | 0.0502
2023-03-30 14:45 | 0.0458 | 0.0501
2023-03-30 15:00 | 0.0461 | 0.0503
2023-03-30 15:15 | 0.0458 | 0.0501
2023-03-30 15:30 | 0.0462 | 0.0503
2023-03-30 15:45 | 0.0462 | 0.0503
2023-03-30 16:00 | 0.0462 | 0.0506
2023-03-30 16:15 | 0.0462 | 0.0505
2023-03-30 16:30 | 0.0461 | 0.0504
2023-03-30 16:45 | 0.046 | 0.0503
2023-03-30 17:00 | 0.0458 | 0.0501
2023-03-30 17:15 | 0.0456 | 0.0498
2023-03-30 17:30 | 0.0455 | 0.0497
2023-03-30 17:45 | 0.0455 | 0.0496
2023-03-30 18:00 | 0.0457 | 0.0498
2023-03-30 18:15 | 0.0453 | 0.0494
2023-03-30 18:30 | 0.0448 | 0.049
2023-03-30 18:45 | 0.0449 | 0.049
2023-03-30 19:00 | 0.0452 | 0.0493
2023-03-30 19:15 | 0.0451 | 0.0491
2023-03-30 19:30 | 0.0451 | 0.0492
2023-03-30 19:45 | 0.0452 | 0.0492
2023-03-30 20:00 | 0.0451 | 0.0491
2023-03-30 20:15 | 0.0452 | 0.0492
2023-03-30 20:30 | 0.0454 | 0.0494
2023-03-30 20:45 | 0.0456 | 0.0498
2023-03-30 21:00 | 0.0457 | 0.0499
2023-03-30 21:15 | 0.045 | 0.049
2023-03-30 21:30 | 0.0453 | 0.0493
2023-03-30 21:45 | 0.0452 | 0.0493
2023-03-30 22:00 | 0.045 | 0.0492
2023-03-30 22:15 | 0.045 | 0.0491
2023-03-30 22:30 | 0.0452 | 0.0493
2023-03-30 22:45 | 0.0452 | 0.0493
2023-03-30 23:00 | 0.0454 | 0.0497
2023-03-30 23:15 | 0.0455 | 0.0498
2023-03-30 23:30 | 0.0456 | 0.0497
2023-03-30 23:45 | 0.0455 | 0.0497
2023-03-31 | 0.0457 | 0.05
2023-03-31 00:15 | 0.0457 | 0.05
2023-03-31 00:30 | 0.0458 | 0.0501
2023-03-31 00:45 | 0.0459 | 0.0502
2023-03-31 01:00 | 0.046 | 0.0505
2023-03-31 01:15 | 0.0459 | 0.0503
2023-03-31 01:30 | 0.0459 | 0.0503
2023-03-31 01:45 | 0.0459 | 0.0503
2023-03-31 02:00 | 0.0459 | 0.1124
2023-03-31 02:15 | 0.0456 | 2.1681
2023-03-31 02:30 | 0.0457 | 2.2327
2023-03-31 02:45 | 0.0458 | 1.7835
2023-03-31 03:00 | 0.0459 | 0.0364
2023-03-31 03:15 | 0.0458 | 0.0502
2023-03-31 03:30 | 0.0458 | 0.0502
2023-03-31 03:45 | 0.0458 | 0.0502
2023-03-31 04:00 | 0.0458 | 0.0503
2023-03-31 04:15 | 0.0459 | 0.0502
2023-03-31 04:30 | 0.0457 | 0.0501
2023-03-31 04:45 | 0.0458 | 0.0502
2023-03-31 05:00 | 0.0455 | 0.2649
2023-03-31 05:15 | 0.0455 | 2.2755
2023-03-31 05:30 | 0.0456 | 2.2505
2023-03-31 05:45 | 0.0439 | 1.3507
2023-03-31 06:00 | 0.0449 | 0.0448
2023-03-31 06:15 | 0.0449 | 0.0498
2023-03-31 06:30 | 2.1694 | 0.0495
2023-03-31 06:45 | 2.6381 | 0.0492
2023-03-31 07:00 | 2.548 | 0.0493
2023-03-31 07:15 | 2.3665 | 0.0488
2023-03-31 07:30 | 2.071 | 1.8664
2023-03-31 07:45 | 2.0605 | 2.2145
2023-03-31 08:00 | 2.0045 | 2.1475
2023-03-31 08:15 | 1.8942 | 1.8647
2023-03-31 08:30 | 1.3901 | 1.8318
2023-03-31 08:45 | 2.0444 | 1.7331
2023-03-31 09:00 | 1.9618 | 1.8288
2023-03-31 09:15 | 1.5445 | 1.6408
2023-03-31 09:30 | 1.4898 | 1.1938
2023-03-31 09:45 | 0.0298 | 2.0712
2023-03-31 10:00 | 0.0433 | 1.3401
2023-03-31 10:15 | 0.0439 | 1.4045
2023-03-31 10:30 | 0.0441 | 1.2879
2023-03-31 10:45 | 0.045 | 0.7725
2023-03-31 11:00 | 0.0434 | 0.0482
2023-03-31 11:15 | 0.0436 | 0.05
2023-03-31 11:30 | 0.0441 | 0.05
2023-03-31 11:45 | 0.0445 | 0.0501
2023-03-31 12:00 | 0.0454 | 0.0506
2023-03-31 12:15 | 0.0437 | 0.0503
2023-03-31 12:30 | 0.0439 | 0.0504
2023-03-31 12:45 | 0.044 | 0.0502
2023-03-31 13:00 | 0.0444 | 0.0503
2023-03-31 13:15 | 0.0455 | 0.0506
2023-03-31 13:30 | 0.0457 | 0.0506
2023-03-31 13:45 | 0.0457 | 0.0507
2023-03-31 14:00 | 0.0453 | 0.0501
2023-03-31 14:15 | 0.0452 | 0.05
2023-03-31 14:30 | 0.0451 | 0.05
2023-03-31 14:45 | 0.0451 | 0.0501
2023-03-31 15:00 | 0.0451 | 0.0501
2023-03-31 15:15 | 0.045 | 0.0498
2023-03-31 15:30 | 0.0448 | 0.0495
2023-03-31 15:45 | 0.0445 | 0.0493
2023-03-31 16:00 | 0.0452 | 0.0493
2023-03-31 16:15 | 0.0448 | 0.0497
2023-03-31 16:30 | 0.0445 | 0.0494
2023-03-31 16:45 | 0.0444 | 0.0492
2023-03-31 17:00 | 0.0448 | 0.0495
2023-03-31 17:15 | 0.0449 | 0.0497
2023-03-31 17:30 | 0.0447 | 0.0494
2023-03-31 17:45 | 0.0448 | 0.0496
2023-03-31 18:00 | 0.0448 | 0.0495
2023-03-31 18:15 | 0.045 | 0.0496
2023-03-31 18:30 | 0.045 | 0.0497
2023-03-31 18:45 | 0.045 | 0.0497
2023-03-31 19:00 | 0.0451 | 0.0498
2023-03-31 19:15 | 0.0453 | 0.0499
2023-03-31 19:30 | 0.0453 | 0.0499
2023-03-31 19:45 | 0.0452 | 0.0499
2023-03-31 20:00 | 0.0452 | 0.0499
2023-03-31 20:15 | 0.0448 | 0.0493
2023-03-31 20:30 | 0.0449 | 0.0495
2023-03-31 20:45 | 0.0448 | 0.0495
2023-03-31 21:00 | 0.0447 | 0.0495
2023-03-31 21:15 | 0.0447 | 0.0493
2023-03-31 21:30 | 0.0449 | 0.0495
2023-03-31 21:45 | 0.0447 | 0.0495
2023-03-31 22:00 | 0.0449 | 0.0496
2023-03-31 22:15 | 0.045 | 0.0497
2023-03-31 22:30 | 0.045 | 0.0498
2023-03-31 22:45 | 0.045 | 0.0499
2023-03-31 23:00 | 0.045 | 0.05
2023-03-31 23:15 | 0.045 | 0.0498
2023-03-31 23:30 | 0.045 | 0.0498
2023-03-31 23:45 | 0.045 | 0.05
2023-04-01 | 0.0449 | 0.05
2023-04-01 00:15 | 0.0449 | 0.0499
2023-04-01 00:30 | 0.045 | 0.0498
2023-04-01 00:45 | 0.045 | 0.05
2023-04-01 01:00 | 0.0451 | 0.0502
2023-04-01 01:15 | 0.0453 | 0.0503
2023-04-01 01:30 | 0.0455 | 0.0505
2023-04-01 01:45 | 0.0455 | 0.0506
2023-04-01 02:00 | 0.0455 | 0.0506
2023-04-01 02:15 | 0.0454 | 0.0505
2023-04-01 02:30 | 0.0457 | 0.0507
2023-04-01 02:45 | 0.0457 | 0.0509
2023-04-01 03:00 | 0.0455 | 0.0507
2023-04-01 03:15 | 0.0453 | 0.0504
2023-04-01 03:30 | 0.0454 | 0.0504
2023-04-01 03:45 | 0.0453 | 0.0503
2023-04-01 04:00 | 0.0452 | 0.0502
2023-04-01 04:15 | 0.0452 | 0.0502
2023-04-01 04:30 | 0.0452 | 0.0501
2023-04-01 04:45 | 0.0452 | 0.0503
2023-04-01 05:00 | 0.045 | 0.0502
2023-04-01 05:15 | 0.0451 | 0.0499
2023-04-01 05:30 | 0.0454 | 0.0502
2023-04-01 05:45 | 0.0454 | 0.0506
2023-04-01 06:00 | 0.0451 | 1.2467
2023-04-01 06:15 | 0.0448 | 1.8708
2023-04-01 06:30 | 1.7372 | 1.6895
2023-04-01 06:45 | 1.753 | 0.0895
2023-04-01 07:00 | 1.5181 | 0.0502
2023-04-01 07:15 | 1.3209 | 0.05
2023-04-01 07:30 | 1.0122 | 1.3071
2023-04-01 07:45 | 1.5963 | 1.1135
2023-04-01 08:00 | 1.2866 | 1.7023
2023-04-01 08:15 | 1.3528 | 1.6071
2023-04-01 08:30 | 1.3705 | 1.3552
2023-04-01 08:45 | 1.328 | 1.4539
2023-04-01 09:00 | 1.2462 | 1.2792
2023-04-01 09:15 | 0.5123 | 1.3323
2023-04-01 09:30 | 0.0447 | 1.1798
2023-04-01 09:45 | 0.0445 | 1.2726
2023-04-01 10:00 | 0.0453 | 1.2144
2023-04-01 10:15 | 0.0453 | 1.0138
2023-04-01 10:30 | 0.0452 | 1.2036
2023-04-01 10:45 | 0.0451 | 0.1146
2023-04-01 11:00 | 0.045 | 0.0496
2023-04-01 11:15 | 0.045 | 0.0496
2023-04-01 11:30 | 0.0447 | 0.0495
2023-04-01 11:45 | 0.0448 | 0.0496
2023-04-01 12:00 | 0.0447 | 0.0494
2023-04-01 12:15 | 0.0448 | 0.0495
2023-04-01 12:30 | 0.0451 | 0.0499
2023-04-01 12:45 | 0.0452 | 0.0501
2023-04-01 13:00 | 0.0454 | 0.5363
2023-04-01 13:15 | 0.0444 | 1.2936
2023-04-01 13:30 | 0.0441 | 1.1543
2023-04-01 13:45 | 0.0444 | 0.8528
2023-04-01 14:00 | 0.045 | 0.9288
2023-04-01 14:15 | 0.0452 | 0.7721
2023-04-01 14:30 | 0.0452 | 0.3049
2023-04-01 14:45 | 0.0446 | 0.0495
2023-04-01 15:00 | 0.0448 | 0.0496
2023-04-01 15:15 | 0.0447 | 0.0495
2023-04-01 15:30 | 0.0448 | 0.0495
2023-04-01 15:45 | 0.0457 | 0.0507
2023-04-01 16:00 | 0.0453 | 0.0502
2023-04-01 16:15 | 0.0454 | 0.0504
2023-04-01 16:30 | 0.0454 | 0.0504
2023-04-01 16:45 | 0.0455 | 0.0506
2023-04-01 17:00 | 0.0456 | 0.0505
2023-04-01 17:15 | 0.0454 | 0.0503
2023-04-01 17:30 | 0.0451 | 0.05
2023-04-01 17:45 | 0.045 | 0.05
2023-04-01 18:00 | 0.0447 | 0.0496
2023-04-01 18:15 | 0.0446 | 0.0494
2023-04-01 18:30 | 0.0444 | 0.0491
2023-04-01 18:45 | 0.0443 | 0.0494
2023-04-01 19:00 | 0.0445 | 0.0489
2023-04-01 19:15 | 0.0449 | 0.0495
2023-04-01 19:30 | 0.045 | 0.0495
2023-04-01 19:45 | 0.0452 | 0.0497
2023-04-01 20:00 | 0.045 | 0.0498
2023-04-01 20:15 | 0.0451 | 0.0501
2023-04-01 20:30 | 0.0451 | 0.0499
2023-04-01 20:45 | 0.0445 | 0.0494
2023-04-01 21:00 | 0.0446 | 0.0494
2023-04-01 21:15 | 0.0447 | 0.0496
2023-04-01 21:30 | 0.045 | 0.0499
2023-04-01 21:45 | 0.045 | 0.0498
2023-04-01 22:00 | 0.0452 | 0.0501
2023-04-01 22:15 | 0.0454 | 0.0503
2023-04-01 22:30 | 0.045 | 0.0498
2023-04-01 22:45 | 0.0445 | 0.0494
2023-04-01 23:00 | 0.0448 | 0.0497
2023-04-01 23:15 | 0.045 | 0.0501
2023-04-01 23:30 | 0.0451 | 0.0503
2023-04-01 23:45 | 0.0452 | 0.0502
2023-04-02 | 0.0454 | 0.0505
2023-04-02 00:15 | 0.0454 | 0.0505
2023-04-02 00:30 | 0.0455 | 0.0508
2023-04-02 00:45 | 0.0456 | 0.0508
2023-04-02 01:00 | 0.0456 | 0.0507
2023-04-02 01:15 | 0.0457 | 0.0508
2023-04-02 01:30 | 0.0458 | 0.051
2023-04-02 01:45 | 0.0458 | 0.051
2023-04-02 02:00 | 0.0457 | 0.0508
2023-04-02 02:15 | 0.0458 | 0.051
2023-04-02 02:30 | 0.0459 | 0.0511
2023-04-02 02:45 | 0.0458 | 0.0511
2023-04-02 03:00 | 0.0458 | 0.0509
2023-04-02 03:15 | 0.0458 | 0.051
2023-04-02 03:30 | 0.0459 | 0.051
2023-04-02 03:45 | 0.0459 | 0.0511
2023-04-02 04:00 | 0.0458 | 0.0509
2023-04-02 04:15 | 0.0458 | 0.0509
2023-04-02 04:30 | 0.0458 | 0.051
2023-04-02 04:45 | 0.0456 | 0.0506
2023-04-02 05:00 | 0.0458 | 0.0509
2023-04-02 05:15 | 0.0457 | 0.0508
2023-04-02 05:30 | 0.0456 | 0.0507
2023-04-02 05:45 | 0.0455 | 0.0506
2023-04-02 06:00 | 0.0454 | 0.0504
2023-04-02 06:15 | 0.0452 | 0.0502
2023-04-02 06:30 | 0.0456 | 0.0501
2023-04-02 06:45 | 0.0449 | 0.05
2023-04-02 07:00 | 0.0451 | 0.05
2023-04-02 07:15 | 0.0451 | 0.05
2023-04-02 07:30 | 0.0449 | 1.677
2023-04-02 07:45 | 0.0448 | 1.6691
2023-04-02 08:00 | 0.0447 | 1.4371
2023-04-02 08:15 | 0.0446 | 1.281
2023-04-02 08:30 | 0.0448 | 1.3069
2023-04-02 08:45 | 0.0446 | 1.288
2023-04-02 09:00 | 0.0449 | 1.1877
2023-04-02 09:15 | 0.0452 | 1.1884
2023-04-02 09:30 | 0.0448 | 1.334
2023-04-02 09:45 | 0.0451 | 0.0384
2023-04-02 10:00 | 0.045 | 0.05
2023-04-02 10:15 | 0.045 | 0.0498
2023-04-02 10:30 | 0.045 | 0.0498
2023-04-02 10:45 | 0.0451 | 0.0497
2023-04-02 11:00 | 0.0451 | 0.0497
2023-04-02 11:15 | 0.0447 | 0.0495
2023-04-02 11:30 | 0.0446 | 0.0495
2023-04-02 11:45 | 0.0444 | 0.0491
2023-04-02 12:00 | 0.0451 | 0.05
2023-04-02 12:15 | 0.0453 | 0.0502
2023-04-02 12:30 | 0.0455 | 0.0505
2023-04-02 12:45 | 0.0455 | 0.0504
2023-04-02 13:00 | 0.0455 | 0.0504
2023-04-02 13:15 | 0.0456 | 0.0506
2023-04-02 13:30 | 0.0454 | 0.0503
2023-04-02 13:45 | 0.0454 | 0.0503
2023-04-02 14:00 | 0.0456 | 0.0506
2023-04-02 14:15 | 0.0455 | 0.0503
2023-04-02 14:30 | 0.0455 | 0.0504
2023-04-02 14:45 | 0.0454 | 0.0504
2023-04-02 15:00 | 0.0454 | 0.0502
2023-04-02 15:15 | 0.0455 | 0.0504
2023-04-02 15:30 | 0.0455 | 0.0504
2023-04-02 15:45 | 0.0452 | 0.0504
2023-04-02 16:00 | 0.0453 | 0.0502
2023-04-02 16:15 | 0.0454 | 0.0498
2023-04-02 16:30 | 0.0451 | 0.0499
2023-04-02 16:45 | 0.0449 | 0.0498
2023-04-02 17:00 | 0.0449 | 0.0496
2023-04-02 17:15 | 0.0446 | 0.0494
2023-04-02 17:30 | 0.044 | 0.0488
2023-04-02 17:45 | 0.0444 | 0.0493
2023-04-02 18:00 | 0.0445 | 0.0494
2023-04-02 18:15 | 0.045 | 0.0495
2023-04-02 18:30 | 0.0444 | 0.0496
2023-04-02 18:45 | 0.0445 | 0.0492
2023-04-02 19:00 | 0.0442 | 0.049
2023-04-02 19:15 | 0.0443 | 0.0485
2023-04-02 19:30 | 0.0441 | 0.0489
2023-04-02 19:45 | 0.0441 | 0.0489
2023-04-02 20:00 | 0.0442 | 0.0489
2023-04-02 20:15 | 0.0443 | 0.0491
2023-04-02 20:30 | 0.0442 | 0.049
2023-04-02 20:45 | 0.0449 | 0.0493
2023-04-02 21:00 | 0.0451 | 0.0494
2023-04-02 21:15 | 0.0452 | 0.0494
2023-04-02 21:30 | 0.045 | 0.0499
2023-04-02 21:45 | 0.0449 | 0.0497
2023-04-02 22:00 | 0.0451 | 0.0499
2023-04-02 22:15 | 0.0454 | 0.05
2023-04-02 22:30 | 0.0452 | 0.05
2023-04-02 22:45 | 0.0453 | 0.0503
2023-04-02 23:00 | 0.0455 | 0.0504
2023-04-02 23:15 | 0.0456 | 0.0505
2023-04-02 23:30 | 0.0458 | 0.0508
2023-04-02 23:45 | 0.0452 | 0.0502
2023-04-03 | 0.0453 | 0.0503
2023-04-03 00:15 | 0.0455 | 0.0505
2023-04-03 00:30 | 0.0456 | 0.0506
2023-04-03 00:45 | 0.0457 | 0.0508
2023-04-03 01:00 | 0.0456 | 0.0506
2023-04-03 01:15 | 0.0456 | 0.0507
2023-04-03 01:30 | 0.0458 | 0.0509
2023-04-03 01:45 | 0.0456 | 0.0508
2023-04-03 02:00 | 0.0455 | 0.0506
2023-04-03 02:15 | 0.0454 | 0.0504
2023-04-03 02:30 | 0.0454 | 0.0505
2023-04-03 02:45 | 0.0455 | 0.0506
2023-04-03 03:00 | 0.0455 | 0.0506
2023-04-03 03:15 | 0.0455 | 0.0505
2023-04-03 03:30 | 0.0453 | 0.0505
2023-04-03 03:45 | 0.0453 | 0.0504
2023-04-03 04:00 | 0.0454 | 0.0504
2023-04-03 04:15 | 0.0454 | 0.0504
2023-04-03 04:30 | 0.0453 | 0.0504
2023-04-03 04:45 | 0.0452 | 0.0503
2023-04-03 05:00 | 0.0451 | 0.0502
2023-04-03 05:15 | 0.0451 | 0.0501
2023-04-03 05:30 | 0.045 | 0.0501
2023-04-03 05:45 | 0.0449 | 0.0499
2023-04-03 06:00 | 0.0453 | 0.0504
2023-04-03 06:15 | 0.0453 | 0.0502
2023-04-03 06:30 | 0.0449 | 0.0498
2023-04-03 06:45 | 0.0452 | 1.5353
2023-04-03 07:00 | 0.0447 | 2.4004
2023-04-03 07:15 | 0.0445 | 2.3667
2023-04-03 07:30 | 1.7742 | 1.9908
2023-04-03 07:45 | 2.5483 | 2.0363
2023-04-03 08:00 | 2.2942 | 1.8172
2023-04-03 08:15 | 1.7017 | 1.8108
2023-04-03 08:30 | 1.7779 | 1.6924
2023-04-03 08:45 | 1.7107 | 1.1709
2023-04-03 09:00 | 0.9611 | 2.1292
2023-04-03 09:15 | 0.0345 | 1.3068
2023-04-03 09:30 | 0.0451 | 1.2958
2023-04-03 09:45 | 0.0453 | 1.3141
2023-04-03 10:00 | 0.0452 | 1.2107
2023-04-03 10:15 | 0.0451 | 0.1801
2023-04-03 10:30 | 0.045 | 0.0498
2023-04-03 10:45 | 0.0451 | 0.0501
2023-04-03 11:00 | 0.0452 | 0.0501
2023-04-03 11:15 | 0.0453 | 0.0503
2023-04-03 11:30 | 0.0455 | 0.0506
2023-04-03 11:45 | 0.0456 | 0.0506
2023-04-03 12:00 | 0.0455 | 0.0504
2023-04-03 12:15 | 0.0457 | 0.0507
2023-04-03 12:30 | 0.0457 | 0.0506
2023-04-03 12:45 | 0.0457 | 0.0507
2023-04-03 13:00 | 0.0457 | 0.0506
2023-04-03 13:15 | 0.0456 | 0.0506
2023-04-03 13:30 | 0.0457 | 0.0506
2023-04-03 13:45 | 0.0454 | 0.0504
2023-04-03 14:00 | 0.0459 | 0.0508
2023-04-03 14:15 | 0.046 | 0.0511
2023-04-03 14:30 | 0.0456 | 0.0508
2023-04-03 14:45 | 0.0455 | 0.0507
2023-04-03 15:00 | 0.0454 | 0.0505
2023-04-03 15:15 | 0.0455 | 0.0506
2023-04-03 15:30 | 0.0455 | 0.0507
2023-04-03 15:45 | 0.0455 | 0.0505
2023-04-03 16:00 | 0.0459 | 0.051
2023-04-03 16:15 | 0.0457 | 0.0508
2023-04-03 16:30 | 0.0454 | 0.0505
2023-04-03 16:45 | 0.0452 | 0.0502
2023-04-03 17:00 | 0.0455 | 0.0506
2023-04-03 17:15 | 0.0453 | 0.0504
2023-04-03 17:30 | 0.0451 | 0.0501
2023-04-03 17:45 | 0.0448 | 0.0498
2023-04-03 18:00 | 0.0449 | 0.0501
2023-04-03 18:15 | 0.0449 | 0.0498
2023-04-03 18:30 | 0.0449 | 0.0499
2023-04-03 18:45 | 0.0447 | 0.0494
2023-04-03 19:00 | 0.0451 | 0.05
2023-04-03 19:15 | 0.0449 | 0.0498
2023-04-03 19:30 | 0.0446 | 0.0495
2023-04-03 19:45 | 0.0447 | 0.0496
2023-04-03 20:00 | 0.0449 | 0.0497
2023-04-03 20:15 | 0.0448 | 0.0497
2023-04-03 20:30 | 0.0445 | 0.0493
2023-04-03 20:45 | 0.0447 | 0.0494
2023-04-03 21:00 | 0.0447 | 0.0495
2023-04-03 21:15 | 0.0449 | 0.0497
2023-04-03 21:30 | 0.0449 | 0.0497
2023-04-03 21:45 | 0.045 | 0.0497
2023-04-03 22:00 | 0.0447 | 0.0494
2023-04-03 22:15 | 0.0447 | 0.0495
2023-04-03 22:30 | 0.0447 | 0.0495
2023-04-03 22:45 | 0.045 | 0.0498
2023-04-03 23:00 | 0.0451 | 0.0499
2023-04-03 23:15 | 0.0454 | 0.0502
2023-04-03 23:30 | 0.0454 | 0.0502
2023-04-03 23:45 | 0.0454 | 0.0502
2023-04-04 | 0.0455 | 0.0504
2023-04-04 00:15 | 0.0456 | 0.0507
2023-04-04 00:30 | 0.0457 | 0.0508
2023-04-04 00:45 | 0.0457 | 0.0508
2023-04-04 01:00 | 0.0458 | 0.0509
2023-04-04 01:15 | 0.0457 | 0.0508
2023-04-04 01:30 | 0.0457 | 0.0509
2023-04-04 01:45 | 0.0457 | 0.0507
2023-04-04 02:00 | 0.0457 | 0.0506
2023-04-04 02:15 | 0.0457 | 0.0509
2023-04-04 02:30 | 0.0457 | 0.0508
2023-04-04 02:45 | 0.0457 | 0.0509
2023-04-04 03:00 | 0.0456 | 0.0506
2023-04-04 03:15 | 0.0456 | 0.0508
2023-04-04 03:30 | 0.0457 | 0.051
2023-04-04 03:45 | 0.0456 | 0.0508
2023-04-04 04:00 | 0.0455 | 0.0506
2023-04-04 04:15 | 0.0453 | 0.0505
2023-04-04 04:30 | 0.0452 | 0.0503
2023-04-04 04:45 | 0.0454 | 0.0505
2023-04-04 05:00 | 0.0452 | 0.0502
2023-04-04 05:15 | 0.045 | 0.05
2023-04-04 05:30 | 0.0451 | 0.0503
2023-04-04 05:45 | 0.0457 | 0.0504
2023-04-04 06:00 | 0.0449 | 0.0498
2023-04-04 06:15 | 0.0448 | 0.0497
2023-04-04 06:30 | 0.0446 | 0.0495
2023-04-04 06:45 | 0.0444 | 0.0493
2023-04-04 07:00 | 0.0446 | 0.0496
2023-04-04 07:15 | 0.0448 | 0.0497
2023-04-04 07:30 | 0.0445 | 1.2001
2023-04-04 07:45 | 0.0446 | 1.3937
2023-04-04 08:00 | 0.0446 | 1.0345
2023-04-04 08:15 | 0.0444 | 0.9398
2023-04-04 08:30 | 0.0445 | 1.0191
2023-04-04 08:45 | 0.0447 | 0.9658
2023-04-04 09:00 | 0.0444 | 0.9957
2023-04-04 09:15 | 0.0445 | 0.896
2023-04-04 09:30 | 0.0446 | 0.7691
2023-04-04 09:45 | 0.0451 | 1.0485
2023-04-04 10:00 | 0.0451 | 0.882
2023-04-04 10:15 | 0.0452 | 0.2495
2023-04-04 10:30 | 0.0449 | 0.05
2023-04-04 10:45 | 0.0449 | 0.0502
2023-04-04 11:00 | 0.0452 | 0.0503
2023-04-04 11:15 | 0.0445 | 0.0501
2023-04-04 11:30 | 0.0453 | 0.0505
2023-04-04 11:45 | 0.0455 | 0.0507
2023-04-04 12:00 | 0.0454 | 0.0506
2023-04-04 12:15 | 0.0455 | 0.0507
2023-04-04 12:30 | 0.0457 | 0.0508
2023-04-04 12:45 | 0.0455 | 0.0506
2023-04-04 13:00 | 0.0454 | 0.0503
2023-04-04 13:15 | 0.0454 | 0.0504
2023-04-04 13:30 | 0.0457 | 0.0505
2023-04-04 13:45 | 0.0453 | 0.0504
2023-04-04 14:00 | 0.0452 | 0.0502
2023-04-04 14:15 | 0.0455 | 0.0506
2023-04-04 14:30 | 0.0456 | 0.0506
2023-04-04 14:45 | 0.0456 | 0.0505
2023-04-04 15:00 | 0.0449 | 0.0503
2023-04-04 15:15 | 0.0435 | 0.0501
2023-04-04 15:30 | 0.044 | 0.0502
2023-04-04 15:45 | 0.0447 | 0.0499
2023-04-04 16:00 | 0.0453 | 0.0501
2023-04-04 16:15 | 0.0452 | 0.0501
2023-04-04 16:30 | 0.0452 | 0.0501
2023-04-04 16:45 | 0.0453 | 0.0501
2023-04-04 17:00 | 0.0452 | 0.05
2023-04-04 17:15 | 0.0449 | 0.0498
2023-04-04 17:30 | 0.0447 | 0.0496
2023-04-04 17:45 | 0.0449 | 0.0497
2023-04-04 18:00 | 0.0451 | 0.0497
2023-04-04 18:15 | 0.0449 | 0.0498
2023-04-04 18:30 | 0.0447 | 0.0494
2023-04-04 18:45 | 0.0445 | 0.0492
2023-04-04 19:00 | 0.0445 | 0.0492
2023-04-04 19:15 | 0.0445 | 0.0493
2023-04-04 19:30 | 0.0444 | 0.049
2023-04-04 19:45 | 0.0445 | 0.0491
2023-04-04 20:00 | 0.0447 | 0.0492
2023-04-04 20:15 | 0.0448 | 0.0496
2023-04-04 20:30 | 0.045 | 0.0497
2023-04-04 20:45 | 0.0451 | 0.05
2023-04-04 21:00 | 0.0454 | 0.0501
2023-04-04 21:15 | 0.0449 | 0.0497
2023-04-04 21:30 | 0.0452 | 0.0501
2023-04-04 21:45 | 0.045 | 0.0498
2023-04-04 22:00 | 0.045 | 0.0497
2023-04-04 22:15 | 0.0448 | 0.0496
2023-04-04 22:30 | 0.0451 | 0.0501
2023-04-04 22:45 | 0.0452 | 0.0501
2023-04-04 23:00 | 0.0449 | 0.0498
2023-04-04 23:15 | 0.0451 | 0.0501
2023-04-04 23:30 | 0.0454 | 0.0503
2023-04-04 23:45 | 0.0454 | 0.0504
2023-04-05 | 0.0454 | 0.0504
2023-04-05 00:15 | 0.0454 | 0.0506
2023-04-05 00:30 | 0.0456 | 0.0507
2023-04-05 00:45 | 0.0457 | 0.0507
2023-04-05 01:00 | 0.0457 | 0.0508
2023-04-05 01:15 | 0.0457 | 0.0509
2023-04-05 01:30 | 0.0457 | 0.0509
2023-04-05 01:45 | 0.0457 | 0.0508
2023-04-05 02:00 | 0.0459 | 0.0511
2023-04-05 02:15 | 0.0457 | 0.0509
2023-04-05 02:30 | 0.0457 | 0.0509
2023-04-05 02:45 | 0.0457 | 0.0509
2023-04-05 03:00 | 0.0456 | 0.0509
2023-04-05 03:15 | 0.0456 | 0.0508
2023-04-05 03:30 | 0.0457 | 0.0509
2023-04-05 03:45 | 0.0457 | 0.0509
2023-04-05 04:00 | 0.0457 | 0.0509
2023-04-05 04:15 | 0.0456 | 0.0507
2023-04-05 04:30 | 0.0455 | 0.0506
2023-04-05 04:45 | 0.0454 | 0.0506
2023-04-05 05:00 | 0.0453 | 0.0503
2023-04-05 05:15 | 0.0454 | 0.0506
2023-04-05 05:30 | 0.0452 | 0.0503
2023-04-05 05:45 | 0.0451 | 0.0502
2023-04-05 06:00 | 0.0451 | 0.0501
2023-04-05 06:15 | 0.0449 | 0.05
2023-04-05 06:30 | 0.0447 | 0.0498
2023-04-05 06:45 | 0.0444 | 0.0493
2023-04-05 07:00 | 0.0449 | 0.0495
2023-04-05 07:15 | 0.0451 | 0.0501
2023-04-05 07:30 | 0.0449 | 1.2441
2023-04-05 07:45 | 0.0449 | 1.3929
2023-04-05 08:00 | 0.0448 | 1.2414
2023-04-05 08:15 | 0.045 | 1.2272
2023-04-05 08:30 | 0.0449 | 1.4365
2023-04-05 08:45 | 0.045 | 1.3141
2023-04-05 09:00 | 0.0436 | 1.4352
2023-04-05 09:15 | 0.0431 | 0.5736
2023-04-05 09:30 | 0.0433 | 0.0497
2023-04-05 09:45 | 0.0439 | 0.0498
2023-04-05 10:00 | 0.0445 | 0.0498
2023-04-05 10:15 | 0.0446 | 0.0497
2023-04-05 10:30 | 0.0445 | 0.0496
2023-04-05 10:45 | 0.0448 | 0.0498
2023-04-05 11:00 | 0.0447 | 0.0497
2023-04-05 11:15 | 0.0449 | 0.05
2023-04-05 11:30 | 0.0449 | 0.05
2023-04-05 11:45 | 0.0448 | 0.0499
2023-04-05 12:00 | 0.0447 | 0.0498
2023-04-05 12:15 | 0.0448 | 0.0498
2023-04-05 12:30 | 0.0448 | 0.0498
2023-04-05 12:45 | 0.0445 | 0.0497
2023-04-05 13:00 | 0.0448 | 0.0501
2023-04-05 13:15 | 0.0449 | 0.0499
2023-04-05 13:30 | 0.045 | 0.05
2023-04-05 13:45 | 0.0448 | 0.0499
2023-04-05 14:00 | 0.0448 | 0.0499
2023-04-05 14:15 | 0.0446 | 0.0497
2023-04-05 14:30 | 0.0444 | 0.7768
2023-04-05 14:45 | 0.0446 | 1.8045
2023-04-05 15:00 | 0.045 | 1.4982
2023-04-05 15:15 | 0.0447 | 1.1021
2023-04-05 15:30 | 0.0446 | 1.2675
2023-04-05 15:45 | 0.0448 | 0.0384
2023-04-05 16:00 | 0.0438 | 0.0493
2023-04-05 16:15 | 0.0444 | 0.0493
2023-04-05 16:30 | 0.0446 | 0.0496
2023-04-05 16:45 | 0.0445 | 0.0493
2023-04-05 17:00 | 0.0443 | 0.0492
2023-04-05 17:15 | 0.0443 | 0.0494
2023-04-05 17:30 | 0.0443 | 0.0492
2023-04-05 17:45 | 0.0442 | 0.0489
2023-04-05 18:00 | 0.0443 | 0.049
2023-04-05 18:15 | 0.0445 | 0.0492
2023-04-05 18:30 | 0.0444 | 0.0488
2023-04-05 18:45 | 0.0447 | 0.0491
2023-04-05 19:00 | 0.0446 | 0.049
2023-04-05 19:15 | 0.0446 | 0.0492
2023-04-05 19:30 | 0.0443 | 0.0491
2023-04-05 19:45 | 0.0443 | 0.0491
2023-04-05 20:00 | 0.0446 | 0.0494
2023-04-05 20:15 | 0.0448 | 0.0496
2023-04-05 20:30 | 0.0448 | 0.0495
2023-04-05 20:45 | 0.0448 | 0.0495
2023-04-05 21:00 | 0.0448 | 0.0496
2023-04-05 21:15 | 0.0449 | 0.0497
2023-04-05 21:30 | 0.045 | 0.0498
2023-04-05 21:45 | 0.0452 | 0.05
2023-04-05 22:00 | 0.0453 | 0.0503
2023-04-05 22:15 | 0.0455 | 0.0506
2023-04-05 22:30 | 0.0453 | 0.0503
2023-04-05 22:45 | 0.0451 | 0.05
2023-04-05 23:00 | 0.045 | 0.0499
2023-04-05 23:15 | 0.0452 | 0.0503
2023-04-05 23:30 | 0.0451 | 0.0499
2023-04-05 23:45 | 0.0452 | 0.0503
2023-04-06 | 0.0451 | 0.0502
2023-04-06 00:15 | 0.0451 | 0.0503
2023-04-06 00:30 | 0.0452 | 0.0503
2023-04-06 00:45 | 0.0454 | 0.0505
2023-04-06 01:00 | 0.0453 | 0.0505
2023-04-06 01:15 | 0.0454 | 0.0506
2023-04-06 01:30 | 0.0454 | 0.0506
2023-04-06 01:45 | 0.0455 | 0.0507
2023-04-06 02:00 | 0.0457 | 0.051
2023-04-06 02:15 | 0.0455 | 0.0507
2023-04-06 02:30 | 0.0456 | 0.0508
2023-04-06 02:45 | 0.0455 | 0.0507
2023-04-06 03:00 | 0.0455 | 0.0507
2023-04-06 03:15 | 0.0453 | 0.0505
2023-04-06 03:30 | 0.0453 | 0.0506
2023-04-06 03:45 | 0.0453 | 0.0505
2023-04-06 04:00 | 0.0453 | 0.0505
2023-04-06 04:15 | 0.0451 | 0.0504
2023-04-06 04:30 | 0.0452 | 0.0501
2023-04-06 04:45 | 0.0452 | 0.0502
2023-04-06 05:00 | 0.0456 | 0.0509
2023-04-06 05:15 | 0.0455 | 0.0507
2023-04-06 05:30 | 0.0454 | 0.0506
2023-04-06 05:45 | 0.0454 | 0.0506
2023-04-06 06:00 | 0.0452 | 0.0505
2023-04-06 06:15 | 0.0451 | 0.0503
2023-04-06 06:30 | 0.0447 | 0.0498
2023-04-06 06:45 | 0.0448 | 0.05
2023-04-06 07:00 | 0.0444 | 0.0497
2023-04-06 07:15 | 0.0442 | 0.0495
2023-04-06 07:30 | 0.0447 | 1.6919
2023-04-06 07:45 | 0.0446 | 1.6424
2023-04-06 08:00 | 0.0444 | 1.4937
2023-04-06 08:15 | 0.0445 | 1.4197
2023-04-06 08:30 | 0.0446 | 1.3345
2023-04-06 08:45 | 0.0445 | 1.3057
2023-04-06 09:00 | 0.0445 | 1.2834
2023-04-06 09:15 | 0.0446 | 1.3188
2023-04-06 09:30 | 0.0451 | 1.1411
2023-04-06 09:45 | 0.0455 | 0.8505
2023-04-06 10:00 | 0.0449 | 1.5235
2023-04-06 10:15 | 0.0447 | 1.4716
2023-04-06 10:30 | 0.0449 | 1.0787
2023-04-06 10:45 | 0.0452 | 1.1947
2023-04-06 11:00 | 0.0453 | 0.5459
2023-04-06 11:15 | 0.0452 | 0.0497
2023-04-06 11:30 | 0.0451 | 0.05
2023-04-06 11:45 | 0.0452 | 0.0502
2023-04-06 12:00 | 0.0453 | 0.0504
2023-04-06 12:15 | 0.0453 | 0.0502
2023-04-06 12:30 | 0.0453 | 0.05
2023-04-06 12:45 | 0.0455 | 0.0504
2023-04-06 13:00 | 0.0453 | 0.0504
2023-04-06 13:15 | 0.0453 | 0.0504
2023-04-06 13:30 | 0.0453 | 0.0504
2023-04-06 13:45 | 0.045 | 0.0502
2023-04-06 14:00 | 0.0448 | 0.0499
2023-04-06 14:15 | 0.0447 | 0.0498
2023-04-06 14:30 | 0.0443 | 0.0493
2023-04-06 14:45 | 0.0452 | 0.0503
2023-04-06 15:00 | 0.045 | 0.0502
2023-04-06 15:15 | 0.0449 | 0.05
2023-04-06 15:30 | 0.0451 | 0.0501
2023-04-06 15:45 | 0.0451 | 0.0502
2023-04-06 16:00 | 0.045 | 0.0502
2023-04-06 16:15 | 0.0449 | 0.0499
2023-04-06 16:30 | 0.045 | 0.05
2023-04-06 16:45 | 0.045 | 0.0502
2023-04-06 17:00 | 0.045 | 0.0501
2023-04-06 17:15 | 0.0445 | 0.0496
2023-04-06 17:30 | 0.0446 | 0.0495
2023-04-06 17:45 | 0.0447 | 0.0497
2023-04-06 18:00 | 0.0448 | 0.0499
2023-04-06 18:15 | 0.0444 | 0.0494
2023-04-06 18:30 | 0.0451 | 0.0496
2023-04-06 18:45 | 0.0447 | 0.0494
2023-04-06 19:00 | 0.045 | 0.0496
2023-04-06 19:15 | 0.0449 | 0.0498
2023-04-06 19:30 | 0.0446 | 0.0495
2023-04-06 19:45 | 0.0446 | 0.0496
2023-04-06 20:00 | 0.0446 | 0.0496
2023-04-06 20:15 | 0.0447 | 0.0497
2023-04-06 20:30 | 0.0446 | 0.0496
2023-04-06 20:45 | 0.0448 | 0.0498
2023-04-06 21:00 | 0.0448 | 0.0498
2023-04-06 21:15 | 0.0449 | 0.0498
2023-04-06 21:30 | 0.0453 | 0.0502
2023-04-06 21:45 | 0.0454 | 0.0504
2023-04-06 22:00 | 0.0454 | 0.0504
2023-04-06 22:15 | 0.0451 | 0.0501
2023-04-06 22:30 | 0.0446 | 0.0494
2023-04-06 22:45 | 0.0448 | 0.0499
2023-04-06 23:00 | 0.0449 | 0.0498
2023-04-06 23:15 | 0.0451 | 0.0501
2023-04-06 23:30 | 0.0453 | 0.0503
2023-04-06 23:45 | 0.0454 | 0.0505
2023-04-07 | 0.0453 | 0.0507
2023-04-07 00:15 | 0.0454 | 0.0505
2023-04-07 00:30 | 0.0454 | 0.0504
2023-04-07 00:45 | 0.0456 | 0.0508
2023-04-07 01:00 | 0.0457 | 0.051
2023-04-07 01:15 | 0.0458 | 0.0511
2023-04-07 01:30 | 0.0457 | 0.0508
2023-04-07 01:45 | 0.0457 | 0.0509
2023-04-07 02:00 | 0.0458 | 0.051
2023-04-07 02:15 | 0.0458 | 0.0509
2023-04-07 02:30 | 0.0457 | 0.0508
2023-04-07 02:45 | 0.0457 | 0.051
2023-04-07 03:00 | 0.0457 | 0.051
2023-04-07 03:15 | 0.0457 | 0.0509
2023-04-07 03:30 | 0.0457 | 0.0509
2023-04-07 03:45 | 0.0457 | 0.051
2023-04-07 04:00 | 0.0457 | 0.051
2023-04-07 04:15 | 0.0455 | 0.0506
2023-04-07 04:30 | 0.0454 | 0.0505
2023-04-07 04:45 | 0.0456 | 0.0506
2023-04-07 05:00 | 0.0453 | 0.0505
2023-04-07 05:15 | 0.0458 | 0.0506
2023-04-07 05:30 | 0.0454 | 0.0506
2023-04-07 05:45 | 0.0452 | 0.0503
2023-04-07 06:00 | 0.0451 | 0.0502
2023-04-07 06:15 | 0.0449 | 0.05
2023-04-07 06:30 | 0.0447 | 0.0497
2023-04-07 06:45 | 0.0446 | 0.0496
2023-04-07 07:00 | 0.0446 | 0.0496
2023-04-07 07:15 | 0.0448 | 0.0497
2023-04-07 07:30 | 0.0446 | 1.0666
2023-04-07 07:45 | 0.0446 | 1.0004
2023-04-07 08:00 | 0.0449 | 1.0202
2023-04-07 08:15 | 0.045 | 0.9432
2023-04-07 08:30 | 0.045 | 1.0217
2023-04-07 08:45 | 0.0446 | 0.8269
2023-04-07 09:00 | 0.0453 | 0.9131
2023-04-07 09:15 | 0.0452 | 0.7941
2023-04-07 09:30 | 0.0455 | 0.8921
2023-04-07 09:45 | 0.0455 | 0.8772
2023-04-07 10:00 | 0.0455 | 0.8146
2023-04-07 10:15 | 0.0454 | 0.37
2023-04-07 10:30 | 0.0455 | 0.0506
2023-04-07 10:45 | 0.0454 | 0.0505
2023-04-07 11:00 | 0.0452 | 0.0503
2023-04-07 11:15 | 0.0452 | 0.0502
2023-04-07 11:30 | 0.0453 | 0.0503
2023-04-07 11:45 | 0.0456 | 0.0509
2023-04-07 12:00 | 0.0459 | 0.0506
2023-04-07 12:15 | 0.0454 | 0.0502
2023-04-07 12:30 | 0.0453 | 0.0503
2023-04-07 12:45 | 0.0457 | 0.0506
2023-04-07 13:00 | 0.046 | 0.0504
2023-04-07 13:15 | 0.0453 | 0.0503
2023-04-07 13:30 | 0.045 | 0.05
2023-04-07 13:45 | 0.0452 | 0.0502
2023-04-07 14:00 | 0.0453 | 0.0502
2023-04-07 14:15 | 0.0454 | 0.0503
2023-04-07 14:30 | 0.0454 | 0.0504
2023-04-07 14:45 | 0.0453 | 0.0503
2023-04-07 15:00 | 0.0452 | 0.05
2023-04-07 15:15 | 0.045 | 0.0497
2023-04-07 15:30 | 0.045 | 0.0497
2023-04-07 15:45 | 0.045 | 0.05
2023-04-07 16:00 | 0.045 | 0.05
2023-04-07 16:15 | 0.045 | 0.0499
2023-04-07 16:30 | 0.0447 | 0.0497
2023-04-07 16:45 | 0.0449 | 0.05
2023-04-07 17:00 | 0.0448 | 0.0498
2023-04-07 17:15 | 0.0449 | 0.0498
2023-04-07 17:30 | 0.0447 | 0.0496
2023-04-07 17:45 | 0.0447 | 0.0497
2023-04-07 18:00 | 0.045 | 0.05
2023-04-07 18:15 | 0.0452 | 0.0501
2023-04-07 18:30 | 0.0452 | 0.05
2023-04-07 18:45 | 0.0451 | 0.05
2023-04-07 19:00 | 0.0451 | 0.05
2023-04-07 19:15 | 0.045 | 0.0498
2023-04-07 19:30 | 0.0449 | 0.0497
2023-04-07 19:45 | 0.0449 | 0.0497
2023-04-07 20:00 | 0.045 | 0.0497
2023-04-07 20:15 | 0.045 | 0.0498
2023-04-07 20:30 | 0.0449 | 0.0497
2023-04-07 20:45 | 0.0448 | 0.0497
2023-04-07 21:00 | 0.045 | 0.0499
2023-04-07 21:15 | 0.0452 | 0.0498
2023-04-07 21:30 | 0.0454 | 0.0502
2023-04-07 21:45 | 0.0448 | 0.0498
2023-04-07 22:00 | 0.045 | 0.0498
2023-04-07 22:15 | 0.0451 | 0.0498
2023-04-07 22:30 | 0.0452 | 0.0501
2023-04-07 22:45 | 0.0451 | 0.05
2023-04-07 23:00 | 0.0452 | 0.0502
2023-04-07 23:15 | 0.0454 | 0.0504
2023-04-07 23:30 | 0.0455 | 0.0505
2023-04-07 23:45 | 0.0456 | 0.0506
2023-04-08 | 0.0458 | 0.0508
2023-04-08 00:15 | 0.0457 | 0.0507
2023-04-08 00:30 | 0.0456 | 0.0507
2023-04-08 00:45 | 0.0454 | 0.0504
2023-04-08 01:00 | 0.0456 | 0.0506
2023-04-08 01:15 | 0.0455 | 0.0506
2023-04-08 01:30 | 0.0453 | 0.0504
2023-04-08 01:45 | 0.0455 | 0.0506
2023-04-08 02:00 | 0.0455 | 0.0505
2023-04-08 02:15 | 0.0456 | 0.0506
2023-04-08 02:30 | 0.0455 | 0.0506
2023-04-08 02:45 | 0.0454 | 0.0505
2023-04-08 03:00 | 0.0454 | 0.0505
2023-04-08 03:15 | 0.0456 | 0.0506
2023-04-08 03:30 | 0.0454 | 0.0504
2023-04-08 03:45 | 0.0455 | 0.0506
2023-04-08 04:00 | 0.0454 | 0.0504
2023-04-08 04:15 | 0.0454 | 0.0503
2023-04-08 04:30 | 0.0454 | 0.0505
2023-04-08 04:45 | 0.0452 | 0.0504
2023-04-08 05:00 | 0.0454 | 0.0502
2023-04-08 05:15 | 0.0453 | 0.0501
2023-04-08 05:30 | 0.0452 | 0.0502
2023-04-08 05:45 | 0.0452 | 0.0502
2023-04-08 06:00 | 0.0451 | 0.0501
2023-04-08 06:15 | 0.0451 | 0.05
2023-04-08 06:30 | 2.1728 | 1.8163
2023-04-08 06:45 | 2.554 | 2.2442
2023-04-08 07:00 | 2.2798 | 2.1472
2023-04-08 07:15 | 2.0774 | 0.1314
2023-04-08 07:30 | 1.9361 | 1.4816
2023-04-08 07:45 | 1.7312 | 2.2437
2023-04-08 08:00 | 0.5883 | 2.0412
2023-04-08 08:15 | 0.0448 | 1.7826
2023-04-08 08:30 | 0.0446 | 1.6113
2023-04-08 08:45 | 0.0445 | 1.2939
2023-04-08 09:00 | 0.0446 | 2.0513
2023-04-08 09:15 | 0.0446 | 1.7775
2023-04-08 09:30 | 0.0445 | 1.3877
2023-04-08 09:45 | 0.0444 | 1.5385
2023-04-08 10:00 | 0.043 | 0.3301
2023-04-08 10:15 | 0.0435 | 0.0492
2023-04-08 10:30 | 0.0436 | 0.0495
2023-04-08 10:45 | 0.0438 | 0.0495
2023-04-08 11:00 | 0.0446 | 0.0494
2023-04-08 11:15 | 0.0446 | 0.0494
2023-04-08 11:30 | 0.0449 | 0.0497
2023-04-08 11:45 | 0.0449 | 0.0497
2023-04-08 12:00 | 0.045 | 0.0498
2023-04-08 12:15 | 0.0438 | 0.0497
2023-04-08 12:30 | 0.0435 | 0.0499
2023-04-08 12:45 | 0.0436 | 0.0497
2023-04-08 13:00 | 0.0444 | 0.05
2023-04-08 13:15 | 0.0449 | 0.0501
2023-04-08 13:30 | 0.0451 | 0.0498
2023-04-08 13:45 | 0.045 | 0.0498
2023-04-08 14:00 | 0.0451 | 0.0498
2023-04-08 14:15 | 0.0453 | 0.05
2023-04-08 14:30 | 0.0456 | 0.05
2023-04-08 14:45 | 0.0453 | 0.0499
2023-04-08 15:00 | 0.0455 | 0.0497
2023-04-08 15:15 | 0.045 | 0.0497
2023-04-08 15:30 | 0.0451 | 0.0501
2023-04-08 15:45 | 0.0452 | 0.0501
2023-04-08 16:00 | 0.0451 | 0.0499
2023-04-08 16:15 | 0.0448 | 0.0497
2023-04-08 16:30 | 0.0449 | 0.0497

## 15 Minute Pivot
Back to Cover Sheet
Row Labels | Sum of Upstairs | Sum of Downstairs |  |  |  | Row Labels | Max of Upstairs | Max of Downstairs
(blank) | [5 empty] | 10/3/2022 - 10/9/2022 | 1.1038 | 0.0405
10/3/2022 - 10/9/2022 | 38.3935 | 24.2166 |  |  |  | 10/10/2022 - 10/16/2022 | 0.0441 | 0.0407
10/10/2022 - 10/16/2022 | 25.6666 | 24.3953 |  |  |  | 10/17/2022 - 10/23/2022 | 0.044 | 0.0407
10/17/2022 - 10/23/2022 | 28.252 | 26.1632 |  |  |  | 10/24/2022 - 10/30/2022 | 0.044 | 0.0405
10/24/2022 - 10/30/2022 | 27.6339 | 26.0992 |  |  |  | 10/31/2022 - 11/6/2022 | 0.0438 | 0.0405
10/31/2022 - 11/6/2022 | 21.4548 | 19.994 |  |  |  | 11/7/2022 - 11/13/2022 | 0.0439 | 1.5209
11/7/2022 - 11/13/2022 | 21.7341 | 62.2633 |  |  |  | 11/14/2022 - 11/20/2022 | 2.6191 | 2.4135
11/14/2022 - 11/20/2022 | 191.9665 | 153.4576 |  |  |  | 11/21/2022 - 11/27/2022 | 3.0099 | 2.8708
11/21/2022 - 11/27/2022 | 204.5804 | 174.2632 |  |  |  | 11/28/2022 - 12/4/2022 | 2.5479 | 2.3412
11/28/2022 - 12/4/2022 | 178.1293 | 159.3139 |  |  |  | 12/5/2022 - 12/11/2022 | 2.8188 | 2.719
12/5/2022 - 12/11/2022 | 212.8845 | 210.6736 |  |  |  | 12/12/2022 - 12/18/2022 | 3.2062 | 2.8954
12/12/2022 - 12/18/2022 | 302.5757 | 349.3093 |  |  |  | 12/19/2022 - 12/25/2022 | 3.2476 | 3.003
12/19/2022 - 12/25/2022 | 210.5795 | 539.2741 |  |  |  | 12/26/2022 - 1/1/2023 | 3.2587 | 3.1136
12/26/2022 - 1/1/2023 | 168.7553 | 321.6119 |  |  |  | 1/2/2023 - 1/8/2023 | 2.7761 | 3.0501
1/2/2023 - 1/8/2023 | 161.6181 | 388.3689 |  |  |  | 1/9/2023 - 1/15/2023 | 3.1195 | 2.9671
1/9/2023 - 1/15/2023 | 228.4281 | 487.5721 |  |  |  | 1/16/2023 - 1/22/2023 | 2.7768 | 2.8537
1/16/2023 - 1/22/2023 | 265.8555 | 434.318 |  |  |  | 1/23/2023 - 1/29/2023 | 2.8213 | 2.7978
1/23/2023 - 1/29/2023 | 271.7555 | 390.1314 |  |  |  | 1/30/2023 - 2/5/2023 | 3.3186 | 2.551
1/30/2023 - 2/5/2023 | 365.2212 | 609.1267 |  |  |  | 2/6/2023 - 2/12/2023 | 2.6332 | 2.2696
2/6/2023 - 2/12/2023 | 156.2817 | 350.4897 |  |  |  | 2/13/2023 - 2/19/2023 | 3.0754 | 2.0255
2/13/2023 - 2/19/2023 | 143.1897 | 317.9681 |  |  |  | 2/20/2023 - 2/26/2023 | 3.3056 | 1.8633
2/20/2023 - 2/26/2023 | 262.1263 | 494.4472 |  |  |  | 2/27/2023 - 3/5/2023 | 2.98 | 1.6581
2/27/2023 - 3/5/2023 | 256.3973 | 487.2302 |  |  |  | 3/6/2023 - 3/12/2023 | 2.5211 | 1.3034
3/6/2023 - 3/12/2023 | 224.6867 | 415.7579 |  |  |  | 3/13/2023 - 3/19/2023 | 2.554 | 2.4605
3/13/2023 - 3/19/2023 | 175.0954 | 352.4171 |  |  |  | 3/20/2023 - 3/26/2023 | 2.6176 | 2.4904
3/20/2023 - 3/26/2023 | 106.2659 | 190.7331 |  |  |  | 3/27/2023 - 4/2/2023 | 2.7745 | 2.7717
3/27/2023 - 4/2/2023 | 94.9534 | 199.859 |  |  |  | 4/3/2023 - 4/9/2023 | 2.554 | 2.4004
4/3/2023 - 4/9/2023 | 50.1278 | 128.9874 |  |  |  | Grand Total | 3.3186 | 3.1136
Grand Total | 4394.6087 | 7338.442
|  |  | Row Labels | Sum of Upstairs | Sum of Downstairs
|  |  | (blank) | Ratio Upstairs to Downstairs | Upstairs | Downstairs
|  |  | 10/3/2022 - 10/9/2022 | 1.5854 | 38.3935 | 24.2166
|  |  | 10/10/2022 - 10/16/2022 | 1.0521 | 25.6666 | 24.3953
|  |  | 10/17/2022 - 10/23/2022 | 1.0798 | 28.252 | 26.1632
|  |  | 10/24/2022 - 10/30/2022 | 1.0588 | 27.6339 | 26.0992
|  |  | 10/31/2022 - 11/6/2022 | 1.0731 | 21.4548 | 19.994
|  |  | 11/7/2022 - 11/13/2022 | 0.34907 | 21.7341 | 62.2633
|  |  | 11/14/2022 - 11/20/2022 | 1.2509 | 191.9665 | 153.4576
|  |  | 11/21/2022 - 11/27/2022 | 1.174 | 204.5804 | 174.2632
|  |  | 11/28/2022 - 12/4/2022 | 1.1181 | 178.1293 | 159.3139
|  |  | 12/5/2022 - 12/11/2022 | 1.0105 | 212.8845 | 210.6736
|  |  | 12/12/2022 - 12/18/2022 | 0.86621 | 302.5757 | 349.3093
|  |  | 12/19/2022 - 12/25/2022 | 0.39049 | 210.5795 | 539.2741
|  |  | 12/26/2022 - 1/1/2023 | 0.52472 | 168.7553 | 321.6119
|  |  | 1/2/2023 - 1/8/2023 | 0.41615 | 161.6181 | 388.3689
|  |  | 1/9/2023 - 1/15/2023 | 0.4685 | 228.4281 | 487.5721
|  |  | 1/16/2023 - 1/22/2023 | 0.61212 | 265.8555 | 434.318
|  |  | 1/23/2023 - 1/29/2023 | 0.69657 | 271.7555 | 390.1314
|  |  | 1/30/2023 - 2/5/2023 | 0.59958 | 365.2212 | 609.1267
|  |  | 2/6/2023 - 2/12/2023 | 0.4459 | 156.2817 | 350.4897
|  |  | 2/13/2023 - 2/19/2023 | 0.45033 | 143.1897 | 317.9681
|  |  | 2/20/2023 - 2/26/2023 | 0.53014 | 262.1263 | 494.4472
|  |  | 2/27/2023 - 3/5/2023 | 0.52623 | 256.3973 | 487.2302
|  |  | 3/6/2023 - 3/12/2023 | 0.54043 | 224.6867 | 415.7579
|  |  | 3/13/2023 - 3/19/2023 | 0.49684 | 175.0954 | 352.4171
|  |  | 3/20/2023 - 3/26/2023 | 0.55714 | 106.2659 | 190.7331
|  |  | 3/27/2023 - 4/2/2023 | 0.4751 | 94.9534 | 199.859
|  |  | 4/3/2023 - 4/9/2023 | 0.38863 | 50.1278 | 128.9874
|  |  | Grand Total |  | 4394.6087 | 7338.442

## AM Catch up comparisons
Back to Cover Sheet
Time | Upstairs 12-25 | Downstairs 12-25 | Upstairs 2-4 | Downstairs 2-4 | Upstairs 3-13 | Downstairs 3-13 | Upstairs 3-16 | Downstairs 3-16
44920.25 | 0.046 | 0.0502 | 2.5079 | 2.0842 | 0.0452 | 1.2827 | 0.0456 | 0.0496 | Back to Cover Sheet
44920.2507 | 0.0459 | 0.0503 | 2.4941 | 2.1094 | 0.0453 | 1.0937 | 0.0456 | 0.0497
44920.2514 | 0.0458 | 0.0502 | 2.4853 | 2.1132 | 0.0452 | 0.9515 | 0.0454 | 0.0496
44920.2521 | 0.0457 | 0.0502 | 2.4856 | 2.1158 | 0.045 | 0.9281 | 0.0453 | 0.0495
44920.2528 | 0.0457 | 0.0502 | 2.4857 | 2.1197 | 0.0452 | 0.9187 | 0.0453 | 0.0494
44920.2535 | 0.0456 | 0.0501 | 2.488 | 2.1226 | 0.045 | 0.9178 | 0.0456 | 0.0495
44920.2542 | 0.0457 | 0.05 | 2.4931 | 2.1258 | 0.0451 | 0.9175 | 0.0454 | 0.0495
44920.2549 | 0.0458 | 0.0501 | 2.4982 | 2.1218 | 0.0451 | 0.917 | 0.0454 | 0.0494
44920.2556 | 0.0458 | 0.05 | 2.5056 | 2.0346 | 0.045 | 0.913 | 0.0454 | 0.0493
44920.2562 | 0.0458 | 0.05 | 2.5173 | 0.7214 | 0.045 | 0.9077 | 0.0454 | 0.0494
44920.2569 | 0.0458 | 0.0501 | 2.5145 | 0.1992 | 0.0448 | 0.9077 | 0.0454 | 0.0495
44920.2576 | 0.0458 | 0.0502 | 2.5023 | 0.1902 | 0.045 | 0.9072 | 0.0454 | 0.0493
44920.2583 | 0.0457 | 0.05 | 2.5094 | 0.4474 | 0.0449 | 0.9074 | 0.0453 | 0.0494
44920.259 | 0.0457 | 0.05 | 1.058 | 0.7488 | 0.045 | 0.907 | 0.0454 | 0.0494
44920.2597 | 0.0456 | 0.05 | 0.2697 | 0.8689 | 0.0451 | 0.9068 | 0.0452 | 0.0494
44920.2604 | 0.0457 | 0.0501 | 0.1372 | 0.8518 | 0.045 | 0.9062 | 0.0452 | 0.0495
44920.2611 | 0.0457 | 0.0499 | 0.4597 | 0.7166 | 0.0452 | 0.9066 | 0.0452 | 0.0496
44920.2618 | 0.0457 | 0.0499 | 0.7209 | 0.1312 | 0.0451 | 0.9061 | 0.0454 | 0.0493
44920.2625 | 0.0457 | 0.0498 | 1.2751 | 0.4527 | 0.045 | 0.9064 | 0.0452 | 0.0491
44920.2632 | 0.0454 | 0.516 | 0.1687 | 0.8191 | 0.0451 | 0.9062 | 0.0452 | 0.0492
44920.2639 | 0.0457 | 0.7631 | 0.5881 | 1.4727 | 0.0452 | 0.906 | 0.0453 | 0.0492
44920.2646 | 0.0463 | 1.1378 | 0.6983 | 1.9519 | 0.0449 | 0.9235 | 0.0453 | 0.0494
44920.2653 | 0.0462 | 1.6488 | 0.8073 | 2.0556 | 0.0454 | 0.9058 | 0.0452 | 0.049
44920.266 | 0.0459 | 2.0223 | 1.182 | 2.069 | 0.0452 | 0.9066 | 0.0451 | 0.049
44920.2667 | 0.0459 | 2.1674 | 1.553 | 1.9934 | 0.0452 | 0.9065 | 0.0451 | 0.0494
44920.2674 | 0.0458 | 2.5678 | 1.9247 | 1.9948 | 0.0452 | 0.9064 | 0.0451 | 0.0492
44920.2681 | 0.0458 | 2.8565 | 2.337 | 1.9404 | 0.0452 | 0.9066 | 0.045 | 0.0485
44920.2688 | 0.0457 | 2.9284 | 2.5446 | 1.9056 | 0.0447 | 0.9064 | 0.0449 | 0.5537
44920.2694 | 0.0457 | 2.9893 | 2.5701 | 1.905 | 0.0446 | 0.9062 | 0.045 | 0.8166
44920.2701 | 0.0457 | 3.0407 | 2.5185 | 1.9135 | 0.0447 | 0.9062 | 0.0448 | 1.1716
44920.2708 | 0.3615 | 3.0824 | 2.511 | 1.9197 | 0.4228 | 0.9066 | 0.4068 | 1.2121
44920.2715 | 0.611 | 3.1078 | 2.5388 | 1.8855 | 0.7192 | 0.9069 | 0.7094 | 1.2457
44920.2722 | 0.7729 | 3.0946 | 2.5354 | 1.8804 | 1.1809 | 0.9067 | 1.1817 | 1.2953
44920.2729 | 0.8021 | 2.953 | 2.5364 | 1.8839 | 1.4278 | 0.9069 | 1.4338 | 1.5573
44920.2736 | 0.8082 | 2.9229 | 2.4888 | 1.8878 | 1.4999 | 0.9072 | 1.4874 | 1.9559
44920.2743 | 0.8242 | 2.8844 | 2.4766 | 1.8874 | 1.6201 | 0.907 | 1.5452 | 2.2372
44920.275 | 1.128 | 2.8445 | 2.482 | 1.8903 | 2.0523 | 0.9066 | 1.9391 | 2.3173
44920.2757 | 1.6674 | 2.8105 | 2.4921 | 1.8973 | 2.4687 | 0.9068 | 2.4352 | 2.3395
44920.2764 | 1.9915 | 2.7891 | 2.4944 | 1.8996 | 2.6011 | 0.9069 | 2.8067 | 2.3463
44920.2771 | 2.2705 | 2.762 | 2.4987 | 1.9001 | 2.6957 | 0.9069 | 2.9705 | 2.2537
44920.2778 | 2.6468 | 2.7329 | 2.4932 | 1.8955 | 2.7409 | 0.907 | 2.97 | 2.1819
44920.2785 | 2.8807 | 2.765 | 2.4995 | 1.8989 | 2.632 | 0.9069 | 2.8323 | 2.178
44920.2792 | 2.9197 | 2.818 | 2.4955 | 1.8958 | 2.4626 | 0.9071 | 2.6936 | 2.1482
44920.2799 | 2.9586 | 2.8539 | 2.5001 | 1.8982 | 2.288 | 0.9064 | 2.5391 | 2.1272
44920.2806 | 2.9858 | 2.8671 | 2.5013 | 1.902 | 2.2659 | 0.9066 | 2.3738 | 2.1057
44920.2812 | 3.0051 | 2.8762 | 2.5031 | 1.908 | 2.1115 | 0.9064 | 2.2074 | 2.103
44920.2819 | 3.0182 | 2.8011 | 2.5023 | 1.9104 | 2.1039 | 0.9071 | 2.1773 | 2.0893
44920.2826 | 3.0349 | 2.8335 | 2.5053 | 1.9133 | 2.0826 | 0.9687 | 2.163 | 2.0899
44920.2833 | 3.0524 | 2.8299 | 2.5064 | 1.9165 | 2.0574 | 0.5411 | 2.3102 | 2.0871
44920.284 | 3.0654 | 2.798 | 2.5014 | 1.9127 | 2.0332 | 0.1874 | 2.306 | 2.0805
44920.2847 | 3.0718 | 2.6768 | 2.4782 | 1.9152 | 2.0194 | 0.4666 | 2.3048 | 2.0788
44920.2854 | 3.0821 | 2.597 | 2.4438 | 1.9199 | 2.0046 | 0.692 | 2.3094 | 2.0792
44920.2861 | 3.0968 | 2.5601 | 2.4314 | 1.9196 | 1.9902 | 0.7312 | 2.3153 | 2.0822
44920.2868 | 3.1089 | 2.5849 | 2.426 | 1.9193 | 1.9765 | 0.7995 | 2.3119 | 2.0787
44920.2875 | 3.1142 | 2.6139 | 2.416 | 1.9217 | 1.9725 | 0.9371 | 2.3006 | 2.0855
44920.2882 | 3.1206 | 2.6233 | 2.4046 | 1.9228 | 1.9689 | 1.0961 | 2.2849 | 2.0885
44920.2889 | 3.1241 | 2.6183 | 2.392 | 1.9226 | 1.9641 | 1.2856 | 2.2936 | 2.1021
44920.2896 | 3.1255 | 2.6166 | 2.3929 | 1.9272 | 1.9616 | 0.8209 | 2.2978 | 2.1094
44920.2903 | 3.1258 | 2.6229 | 2.388 | 2.1593 | 1.9577 | 0.1612 | 2.2949 | 2.128
44920.291 | 3.1274 | 2.6271 | 2.3837 | 1.3248 | 1.9563 | 0.3453 | 2.2872 | 2.0044
44920.2917 | 3.1275 | 2.6354 | 2.3885 | 0.3467 | 1.9545 | 0.3399 | 2.284 | 1.9269
44920.2924 | 3.1276 | 2.5976 | 2.3907 | 0.1341 | 1.9554 | 0.3634 | 2.2795 | 1.8942
44920.2931 | 3.1359 | 2.4699 | 2.39 | 0.3324 | 1.9555 | 0.464 | 2.2818 | 1.8725
44920.2937 | 3.1381 | 2.4699 | 2.1905 | 0.5946 | 1.9598 | 0.7261 | 2.2782 | 1.787
44920.2944 | 3.1387 | 2.4699 | 0.6062 | 0.5834 | 1.9769 | 0.9922 | 2.2803 | 1.783
44920.2951 | 3.145 | 2.4715 | 0.2131 | 0.7188 | 1.9755 | 1.2817 | 2.2807 | 1.6822
44920.2958 | 3.1449 | 2.473 | 0.1614 | 0.6363 | 1.9858 | 1.496 | 2.271 | 1.6609
44920.2965 | 3.1465 | 2.4737 | 0.7333 | 0.6386 | 2.0127 | 1.3948 | 2.2647 | 1.667
44920.2972 | 3.1449 | 2.4729 | 1.4156 | 0.6522 | 2.0165 | 1.2975 | 2.2747 | 1.6718
44920.2979 | 3.0937 | 2.4739 | 0.2761 | 0.6649 | 1.9273 | 1.1191 | 2.2956 | 1.6749
44920.2986 | 3.0953 | 2.4738 | 0.4561 | 0.6723 | 1.9388 | 0.9589 | 2.3083 | 1.6454
44920.2993 | 3.0942 | 2.4739 | 0.6658 | 0.6795 | 1.9164 | 0.9267 | 2.3339 | 1.6098
44920.3 | 3.0918 | 2.4752 | 0.7514 | 0.6727 | 1.8391 | 0.9173 | 2.1761 | 1.7148
44920.3007 | 3.0935 | 2.4733 | 1.0645 | 0.6538 | 1.8306 | 0.9167 | 2.1763 | 1.7165
44920.3014 | 3.0919 | 2.4704 | 1.4638 | 0.6551 | 1.7292 | 0.9164 | 2.0915 | 1.7054
44920.3021 | 3.1011 | 2.4758 | 1.8214 | 0.6676 | 1.596 | 0.9164 | 2.0344 | 1.6927
44920.3028 | 3.103 | 2.4756 | 2.2362 | 0.6754 | 1.5792 | 0.9114 | 1.9407 | 1.7515
44920.3035 | 3.0989 | 2.4803 | 2.5098 | 0.6675 | 1.5676 | 0.9067 | 1.9403 | 1.8004
44920.3042 | 3.1037 | 2.4807 | 2.5079 | 0.1325 | 1.5741 | 0.9063 | 1.9302 | 1.8035
44920.3049 | 3.1087 | 2.4815 | 2.438 | 0.2894 | 1.5763 | 0.9064 | 1.911 | 1.8014
44920.3056 | 3.1122 | 2.4807 | 2.4134 | 0.4928 | 1.5596 | 0.9059 | 1.9252 | 1.8002
44920.3063 | 3.1126 | 2.4856 | 2.4008 | 0.9036 | 1.5821 | 0.9057 | 1.929 | 1.801
44920.3069 | 3.1158 | 2.4876 | 2.3941 | 1.531 | 1.5623 | 0.9059 | 1.9039 | 1.7995
44920.3076 | 3.1169 | 2.4878 | 2.4354 | 1.8657 | 1.5747 | 0.9064 | 1.882 | 1.7994
44920.3083 | 3.1185 | 2.4894 | 2.4444 | 2.1022 | 1.5716 | 0.9063 | 1.8637 | 1.7992
44920.309 | 3.1193 | 2.4908 | 2.4463 | 2.2896 | 1.5401 | 0.9066 | 1.8464 | 1.7973
44920.3097 | 3.1201 | 2.491 | 2.4574 | 2.3175 | 1.5286 | 0.9062 | 1.8762 | 1.7998
44920.3104 | 3.1209 | 2.4959 | 2.4742 | 2.3272 | 1.5235 | 0.9075 | 1.9352 | 1.8024
44920.3111 | 3.1201 | 2.4948 | 2.4824 | 2.2702 | 1.5164 | 0.9068 | 1.9364 | 1.8241
44920.3118 | 3.1239 | 2.4957 | 2.485 | 2.2675 | 1.512 | 0.9269 | 1.9344 | 1.8238
44920.3125 | 3.1247 | 2.4955 | 2.496 | 2.2723 | 1.5949 | 0.9064 | 1.9281 | 1.8438
44920.3132 | 3.1254 | 2.4956 | 2.5033 | 2.2664 | 1.6284 | 0.9071 | 1.9998 | 1.8698
44920.3139 | 3.1255 | 2.3736 | 2.5048 | 2.2015 | 1.6258 | 0.9069 | 1.8799 | 1.8755
44920.3146 | 3.1307 | 2.3594 | 2.5096 | 2.0755 | 1.6143 | 0.9066 | 0.6213 | 1.8954
44920.3153 | 3.133 | 2.3618 | 2.5086 | 2.0543 | 1.6546 | 0.9067 | 0.1923 | 1.8394
44920.316 | 3.1394 | 0.1706 | 2.5009 | 2.0418 | 1.727 | 0.9067 | 0.2331 | 1.8045
44920.3167 | 3.1503 | 0.0227 | 2.5108 | 2.0456 | 1.7292 | 0.9063 | 1.1354 | 0.7081
44920.3174 | 3.1542 | 0.0168 | 2.5108 | 1.9088 | 1.729 | 0.9065 | 1.1565 | 0.0223
44920.3181 | 3.1562 | 0.0163 | 2.5161 | 1.337 | 1.7269 | 0.906 | 0.1873 | 0.0187
44920.3187 | 3.1549 | 0.0165 | 2.5152 | 1.6058 | 1.725 | 0.9062 | 0.2137 | 0.0165
44920.3194 | 3.154 | 0.0163 | 2.5147 | 1.8334 | 1.722 | 0.9061 | 0.8497 | 0.0162
44920.3201 | 3.1579 | 0.0161 | 2.5098 | 1.8554 | 1.7741 | 0.9058 | 1.5751 | 0.0159
44920.3208 | 3.1576 | 0.0162 | 2.5168 | 1.8594 | 1.8525 | 0.9057 | 2.2391 | 0.0161
44920.3215 | 3.1624 | 0.0161 | 2.5175 | 1.8623 | 1.8577 | 0.906 | 2.2784 | 0.0162
44920.3222 | 3.2008 | 0.0173 | 2.5221 | 1.8795 | 1.863 | 0.906 | 2.3989 | 0.02
44920.3229 | 3.2133 | 0.0492 | 2.5257 | 1.9816 | 1.8679 | 0.9059 | 2.624 | 0.0482
44920.3236 | 3.1463 | 0.0488 | 2.5326 | 1.9892 | 1.8656 | 0.9062 | 2.6893 | 0.0485
44920.3243 | 3.0468 | 0.0487 | 2.534 | 1.9944 | 1.8727 | 0.9057 | 2.7237 | 0.0485
44920.325 | 3.0472 | 0.0486 | 2.5328 | 2.0001 | 1.897 | 0.9062 | 2.6144 | 0.0485
44920.3257 | 3.0477 | 0.0488 | 2.5322 | 2.0439 | 1.9085 | 0.9061 | 2.5706 | 0.0486
44920.3264 | 3.0475 | 0.0488 | 2.5353 | 2.1092 | 1.914 | 0.9063 | 2.541 | 0.0488
44920.3271 | 3.0524 | 0.049 | 2.5387 | 2.1166 | 1.9311 | 0.9056 | 2.4041 | 0.0486
44920.3278 | 3.0494 | 0.0493 | 2.5405 | 2.1218 | 1.9112 | 0.9061 | 2.2623 | 0.0486
44920.3285 | 3.0536 | 0.0494 | 2.5406 | 2.128 | 1.7936 | 0.9054 | 2.1913 | 0.0488
44920.3292 | 3.0526 | 0.0497 | 2.539 | 2.1326 | 1.7165 | 0.9054 | 2.2276 | 0.0488
44920.3299 | 3.0562 | 0.0496 | 2.535 | 2.2245 | 1.676 | 0.9076 | 2.3312 | 0.0492
44920.3306 | 3.0565 | 0.0497 | 2.5361 | 2.2291 | 1.593 | 0.853 | 2.3435 | 0.0492
44920.3313 | 2.9917 | 0.0496 | 2.5468 | 2.2389 | 1.5917 | 0.54 | 2.3519 | 0.0488
44920.3319 | 2.8897 | 0.0498 | 2.5409 | 2.2376 | 1.5534 | 0.1757 | 2.3522 | 0.0489
44920.3326 | 2.8897 | 0.0497 | 2.5478 | 2.2465 | 1.4448 | 0.4942 | 2.3556 | 0.049
44920.3333 | 2.8868 | 0.0499 | 2.5505 | 1.9137 | 1.4557 | 0.7229 | 2.3586 | 0.0489
44920.334 | 2.8913 | 0.0497 | 2.5534 | 0.4968 | 1.4528 | 0.7368 | 2.3543 | 0.0488
44920.3347 | 2.8917 | 0.0498 | 2.5605 | 0.1668 | 1.427 | 0.8127 | 2.3496 | 0.0489
44920.3354 | 2.8912 | 0.0496 | 2.5753 | 0.2428 | 1.4215 | 0.95 | 2.3479 | 0.0489
44920.3361 | 2.8915 | 0.0494 | 2.574 | 0.5618 | 1.426 | 1.1233 | 2.3452 | 0.0489
44920.3368 | 2.8966 | 0.0494 | 2.585 | 0.8481 | 1.4294 | 1.2768 | 2.3466 | 0.0489
44920.3375 | 2.8982 | 0.0492 | 2.5853 | 1.0139 | 1.4266 | 0.1756 | 2.3479 | 0.0488
44920.3382 | 2.8966 | 0.0492 | 2.5776 | 0.1317 | 1.4158 | 0.2675 | 2.3454 | 0.049
44920.3389 | 2.8857 | 0.0491 | 2.5815 | 0.4244 | 1.4074 | 0.3319 | 2.335 | 0.0487
44920.3396 | 2.8447 | 0.0487 | 2.574 | 0.7742 | 1.3982 | 0.3501 | 2.3492 | 0.049
44920.3403 | 2.8414 | 0.0488 | 2.5684 | 1.4003 | 1.3892 | 0.3947 | 2.3048 | 0.0487
44920.341 | 2.8431 | 0.0487 | 2.5661 | 1.9762 | 1.4807 | 0.5851 | 2.192 | 0.0489
44920.3417 | 2.8395 | 0.0486 | 2.5698 | 2.3124 | 1.5073 | 0.8735 | 2.08 | 0.0489
44920.3424 | 2.8399 | 0.0486 | 2.5718 | 2.218 | 1.4959 | 1.1173 | 2.0226 | 0.0487
44920.3431 | 2.8431 | 0.0486 | 2.5821 | 2.1672 | 1.5859 | 1.4575 | 1.9467 | 0.0486
44920.3438 | 2.8451 | 0.0488 | 2.5857 | 2.152 | 1.6227 | 1.433 | 1.8335 | 0.0487
44920.3444 | 2.8447 | 0.0489 | 2.5787 | 1.9865 | 1.6211 | 1.3435 | 1.8355 | 0.0489
44920.3451 | 2.8492 | 0.0487 | 2.5327 | 1.969 | 1.6199 | 1.1738 | 1.8154 | 0.0486
44920.3458 | 2.8501 | 0.0489 | 2.5052 | 1.9482 | 1.6182 | 0.989 | 1.6391 | 0.0487
44920.3465 | 2.853 | 0.0491 | 2.5001 | 1.9488 | 1.6144 | 0.9323 | 1.5971 | 0.0489
44920.3472 | 2.8571 | 0.0491 | 2.497 | 1.9534 | 1.6121 | 0.9185 | 1.5816 | 0.0489
44920.3479 | 2.8537 | 0.049 | 2.4797 | 1.9123 | 1.6103 | 0.9159 | 1.5682 | 0.0489
44920.3486 | 2.8599 | 0.0491 | 2.4753 | 1.9113 | 1.6069 | 0.9155 | 1.5648 | 0.0489
44920.3493 | 2.8634 | 0.049 | 2.513 | 1.9137 | 1.6145 | 0.9152 | 1.5684 | 0.0489
44920.35 | 2.8592 | 0.0491 | 2.5443 | 1.919 | 1.6257 | 0.9148 | 1.5651 | 0.0489
44920.3507 | 2.8612 | 0.0492 | 2.5535 | 1.9218 | 1.6507 | 0.9066 | 1.5429 | 0.0489
44920.3514 | 2.8627 | 0.0492 | 2.5659 | 1.9284 | 1.6439 | 0.9057 | 1.5257 | 0.049
44920.3521 | 2.8648 | 0.0495 | 2.5695 | 1.9284 | 1.6555 | 0.9059 | 1.5136 | 0.049
44920.3528 | 2.8662 | 0.0495 | 2.5826 | 1.9359 | 1.67 | 0.9057 | 1.5109 | 0.049
44920.3535 | 2.8691 | 0.0496 | 2.5947 | 1.9402 | 1.6894 | 0.9052 | 1.5287 | 0.049
44920.3542 | 2.9447 | 0.0493 | 2.6058 | 1.9429 | 1.6783 | 0.906 | 1.523 | 0.049
44920.3549 | 1.701 | 0.0494 | 2.6188 | 1.9467 | 1.481 | 0.9053 | 1.5291 | 0.0489
44920.3556 | 0.3799 | 0.0499 | 2.6067 | 1.9457 | 0.6674 | 0.9053 | 1.5361 | 0.0492
44920.3562 | 0.1605 | 0.05 | 2.6019 | 1.9463 | 0.1958 | 0.9052 | 1.5307 | 0.0491
44920.3569 | 0.3171 | 0.3346 | 2.5975 | 1.9506 | 0.1935 | 0.9044 | 1.5275 | 0.0491
44920.3576 | 1.0347 | 0.6471 | 2.6024 | 1.9534 | 0.7558 | 0.9044 | 1.5199 | 0.0493
44920.3583 | 1.1986 | 1.0201 | 2.6055 | 1.9561 | 1.2683 | 0.9046 | 1.5041 | 0.0494
44920.359 | 0.2707 | 1.4727 | 2.6051 | 1.9545 | 0.1544 | 0.9071 | 1.5465 | 0.0493
44920.3597 | 0.7707 | 1.8489 | 2.6146 | 1.9549 | 0.523 | 0.9368 | 1.6135 | 0.0491
44920.3604 | 1.3855 | 2.0604 | 2.6047 | 1.9527 | 1.2567 | 0.9056 | 1.6083 | 0.0489
44920.3611 | 2.08 | 2.4671 | 2.6014 | 1.9499 | 1.7742 | 0.9056 | 1.7045 | 0.049
44920.3618 | 2.513 | 2.8513 | 2.6052 | 1.9495 | 1.8816 | 0.9058 | 1.7408 | 0.049
44920.3625 | 2.9219 | 2.9345 | 2.6049 | 1.9494 | 1.8887 | 0.9063 | 1.7394 | 0.0493
44920.3632 | 3.0959 | 3.0096 | 2.6053 | 1.9533 | 1.9168 | 0.9057 | 1.738 | 0.0491
44920.3639 | 3.1505 | 3.059 | 2.6167 | 1.9624 | 1.8124 | 0.9056 | 1.7259 | 0.0491
44920.3646 | 3.1802 | 3.1033 | 2.6254 | 1.9653 | 1.7519 | 0.9059 | 1.7077 | 0.0492
44920.3653 | 3.212 | 3.1428 | 2.6213 | 1.9651 | 1.7393 | 0.9058 | 1.7223 | 0.0492
44920.366 | 3.2254 | 2.9691 | 2.6147 | 1.963 | 1.7751 | 0.9063 | 1.8347 | 0.0493
44920.3667 | 3.2463 | 2.9716 | 2.6146 | 1.963 | 1.7447 | 0.9059 | 1.8424 | 0.0492
44920.3674 | 3.2492 | 2.9518 | 2.6236 | 1.9695 | 1.733 | 0.9063 | 1.8454 | 0.0495
44920.3681 | 3.2585 | 2.879 | 2.6284 | 1.9685 | 1.7356 | 0.9063 | 1.8443 | 0.0493
44920.3688 | 3.2646 | 2.8433 | 2.6307 | 1.9716 | 1.738 | 0.9065 | 1.8494 | 0.0494
44920.3694 | 3.2738 | 2.8008 | 2.64 | 1.9749 | 1.7227 | 0.9067 | 1.8761 | 0.0491
44920.3701 | 3.2834 | 2.7683 | 2.6375 | 1.9756 | 1.6997 | 0.9066 | 1.8869 | 0.0491
44920.3708 | 3.2855 | 2.7375 | 2.6404 | 1.9753 | 1.6855 | 0.9063 | 1.8926 | 0.0495
44920.3715 | 3.2886 | 2.7335 | 2.6424 | 1.9785 | 1.6839 | 0.906 | 1.916 | 0.0495
44920.3722 | 3.2988 | 2.7828 | 2.6458 | 1.9824 | 1.6797 | 0.906 | 1.893 | 0.0493
44920.3729 | 3.2937 | 2.8078 | 2.6402 | 1.9772 | 1.6757 | 0.9063 | 1.8215 | 0.0491
44920.3736 | 3.2974 | 2.816 | 2.635 | 1.9785 | 1.6716 | 0.906 | 1.7118 | 0.0491
44920.3743 | 3.0567 | 2.8222 | 2.6268 | 1.974 | 1.6688 | 0.9052 | 1.6627 | 0.0488
44920.375 | 3.0459 | 2.6832 | 2.638 | 1.9813 | 1.6673 | 0.905 | 1.5703 | 0.0487
44920.3757 | 3.0452 | 2.6771 | 2.6414 | 1.9806 | 1.6668 | 0.9054 | 1.5518 | 0.0487
44920.3764 | 3.0427 | 2.6796 | 2.6352 | 1.9776 | 1.6662 | 0.9049 | 1.5278 | 0.0489
44920.3771 | 3.0413 | 2.6868 | 2.6407 | 1.9812 | 1.6669 | 0.9045 | 1.5048 | 0.0488
44920.3778 | 3.0529 | 2.6983 | 2.653 | 1.9868 | 1.6682 | 0.9045 | 1.4968 | 0.0486
44920.3785 | 3.0607 | 2.7071 | 2.655 | 1.9883 | 1.6656 | 0.9047 | 1.4919 | 0.0489
44920.3792 | 3.0623 | 2.5522 | 2.6477 | 1.9831 | 1.6636 | 0.9084 | 1.4884 | 0.0489
44920.3799 | 3.0655 | 2.5323 | 2.6435 | 1.9811 | 1.6735 | 0.9136 | 1.542 | 0.0487
44920.3806 | 2.9908 | 2.3982 | 2.6442 | 1.9821 | 1.7129 | 0.9133 | 1.6135 | 0.0489
44920.3812 | 2.9127 | 2.3886 | 2.6498 | 1.9842 | 1.7106 | 0.9135 | 1.6164 | 0.049
44920.3819 | 2.9108 | 2.3903 | 1.3938 | 1.9884 | 1.6169 | 0.9134 | 1.617 | 0.049
44920.3826 | 2.9123 | 2.3907 | 0.3372 | 1.9937 | 1.5572 | 0.9895 | 1.6174 | 0.0487
44920.3833 | 2.9152 | 2.3873 | 0.1545 | 1.9952 | 1.5398 | 0.5662 | 1.6167 | 0.0489
44920.384 | 2.9188 | 2.3835 | 0.4621 | 2.0011 | 1.4383 | 0.2953 | 1.6127 | 0.0491
44920.3847 | 2.9201 | 2.3896 | 0.7276 | 2.0089 | 1.4358 | 0.3649 | 1.6216 | 0.0494
44920.3854 | 2.9247 | 2.4253 | 1.3147 | 2.0072 | 1.4312 | 0.7096 | 1.6407 | 0.0493
44920.3861 | 2.9233 | 2.3118 | 1.4123 | 2.0126 | 1.4382 | 0.764 | 1.6458 | 0.0492
44920.3868 | 2.9282 | 0.663 | 0.1364 | 2.0037 | 1.4279 | 0.8156 | 1.6494 | 0.0493
44920.3875 | 2.939 | 0.1774 | 0.5219 | 1.9911 | 1.329 | 0.9508 | 1.6672 | 0.0493
44920.3882 | 2.9441 | 0.1988 | 1.1538 | 1.9956 | 1.2914 | 1.1129 | 1.6367 | 0.0495
44920.3889 | 2.8314 | 0.8326 | 1.8013 | 2.0028 | 1.2806 | 0.7145 | 1.5607 | 0.0492
44920.3896 | 2.7712 | 0.9387 | 2.1092 | 2.0033 | 1.2787 | 0.1616 | 1.5139 | 0.0494
44920.3903 | 2.7698 | 0.2026 | 2.4622 | 2.0019 | 1.2707 | 0.345 | 1.4369 | 0.0496
44920.391 | 2.7649 | 0.7668 | 2.624 | 2.0005 | 1.2545 | 0.3406 | 1.4416 | 0.0493
44920.3917 | 2.7637 | 1.4897 | 2.6669 | 2.0038 | 1.271 | 0.3665 | 1.4508 | 0.0493
44920.3924 | 2.7642 | 2.0458 | 2.6043 | 2.0047 | 1.3688 | 0.4683 | 1.4288 | 0.0492
44920.3931 | 2.8879 | 2.4003 | 2.6356 | 2.0054 | 1.3714 | 0.6199 | 1.4444 | 0.0493
44920.3938 | 1.5956 | 2.8048 | 2.6888 | 2.0031 | 1.3681 | 0.7599 | 0.9528 | 0.0493
44920.3944 | 0.3654 | 3.0383 | 2.7027 | 2.0001 | 1.3669 | 0.9193 | 0.0197 | 0.0497
44920.3951 | 0.1631 | 3.1353 | 2.7114 | 2.0078 | 1.3667 | 1.0216 | 0.0174 | 0.0496
44920.3958 | 0.3832 | 3.1987 | 2.6575 | 2.0073 | 1.3665 | 1.0946 | 0.0127 | 0.0496
44920.3965 | 1.1753 | 3.0812 | 2.6644 | 2.0069 | 1.3586 | 0.9481 | 0.0127 | 0.0497
44920.3972 | 0.6906 | 3.0654 | 2.6674 | 2.0086 | 1.3609 | 0.8492 | 0.0126 | 0.0499
44920.3979 | 0.3593 | 2.9226 | 2.6892 | 2.0157 | 1.3595 | 0.8469 | 0.0126 | 0.0499
44920.3986 | 0.8194 | 2.7357 | 2.6999 | 2.0154 | 1.3636 | 0.8446 | 0.0126 | 0.0499
44920.3993 | 1.4446 | 2.6978 | 2.7069 | 2.015 | 1.3951 | 0.8445 | 0.0128 | 0.0499
44920.4 | 2.1277 | 2.6594 | 2.7061 | 2.0127 | 1.3981 | 0.8344 | 0.0259 | 0.0498
44920.4007 | 2.5703 | 2.6513 | 2.6938 | 2.0125 | 1.3998 | 0.8311 | 0.0457 | 0.05
44920.4014 | 3.0041 | 2.692 | 2.686 | 2.0104 | 1.4109 | 0.8325 | 0.0455 | 0.0499
44920.4021 | 3.2218 | 2.706 | 2.6881 | 2.0124 | 1.422 | 0.8327 | 0.0458 | 0.0501
44920.4028 | 3.262 | 2.7099 | 2.6983 | 2.0155 | 1.4275 | 0.8325 | 0.0458 | 0.0499
44920.4035 | 3.3007 | 2.7113 | 2.7 | 2.0153 | 1.4292 | 0.8274 | 0.0459 | 0.0499
44920.4042 | 3.34 | 2.7206 | 2.7005 | 2.015 | 1.4393 | 0.833 | 0.0458 | 0.0501
44920.4049 | 3.3624 | 2.7096 | 2.7251 | 2.0223 | 1.3461 | 0.8343 | 0.0458 | 0.05
44920.4056 | 3.3642 | 2.569 | 2.7401 | 2.0238 | 1.2179 | 0.8343 | 0.0457 | 0.0499
44920.4062 | 3.1314 | 2.573 | 2.7317 | 2.0186 | 1.1783 | 0.8346 | 0.0457 | 0.05
44920.4069 | 3.1268 | 2.5804 | 2.7311 | 2.0214 | 1.162 | 0.8351 | 0.0457 | 0.05
44920.4076 | 3.1304 | 2.5116 | 2.7265 | 2.0208 | 1.1494 | 0.8349 | 0.0455 | 0.0499
44920.4083 | 3.124 | 2.4288 | 2.7268 | 2.0206 | 1.1382 | 0.8349 | 0.0455 | 0.0497
44920.409 | 3.1305 | 2.4349 | 2.724 | 2.0226 | 1.1433 | 0.8354 | 0.0454 | 0.0495
44920.4097 | 3.1361 | 2.4324 | 2.7223 | 2.0195 | 1.1645 | 0.8352 | 0.0452 | 0.0496
44920.4104 | 3.1337 | 2.4369 | 2.7183 | 2.0203 | 1.1602 | 0.8346 | 0.0454 | 0.0496
44920.4111 | 3.1107 | 2.4432 | 2.7287 | 2.0226 | 1.1298 | 0.9333 | 0.0454 | 0.0496
44920.4118 | 3.0513 | 2.4272 | 2.7371 | 2.0223 | 1.1986 | 0.6175 | 0.0454 | 0.0495
44920.4125 | 2.9903 | 2.2947 | 2.7464 | 2.022 | 1.2821 | 0.4076 | 0.0453 | 0.0494
44920.4132 | 2.8678 | 2.2885 | 2.7578 | 2.0266 | 1.3006 | 0.2568 | 0.0452 | 0.0494
44920.4139 | 2.8618 | 2.2901 | 2.7457 | 2.0229 | 1.3034 | 0.6597 | 0.0454 | 0.0495
44920.4146 | 2.6879 | 2.2916 | 2.7418 | 2.023 | 1.2922 | 0.7128 | 0.0452 | 0.0493
44920.4153 | 2.6796 | 2.2874 | 2.7385 | 2.0262 | 1.288 | 0.8 | 0.0454 | 0.0493
44920.416 | 2.6764 | 2.2823 | 2.7374 | 2.0281 | 1.273 | 0.9101 | 0.0451 | 0.0491
44920.4167 | 2.6779 | 2.2892 | 2.7324 | 2.0248 | 1.2595 | 1.0687 | 0.0449 | 0.0486
44920.4174 | 2.6743 | 2.2902 | 2.7372 | 2.0293 | 1.2533 | 1.2593 | 0.0451 | 0.0482
44920.4181 | 2.676 | 2.2924 | 2.7464 | 2.0346 | 1.2515 | 0.843 | 0.045 | 0.0482
44920.4187 | 2.6788 | 2.2912 | 2.7481 | 2.0314 | 1.2474 | 0.1715 | 0.0452 | 0.0482
44920.4194 | 2.6716 | 2.2859 | 2.7544 | 2.029 | 1.245 | 0.3605 | 0.0451 | 0.0482
44920.4201 | 2.5684 | 2.2882 | 2.7605 | 2.028 | 1.242 | 0.3874 | 0.0453 | 0.0482
44920.4208 | 2.5153 | 2.2917 | 2.7685 | 2.0341 | 1.2415 | 0.4197 | 0.0455 | 0.0482
44920.4215 | 2.5192 | 2.2946 | 2.7655 | 2.3368 | 1.2425 | 0.4605 | 0.0454 | 0.0482
44920.4222 | 2.5173 | 2.2976 | 2.7622 | 0.9767 | 0.3684 | 0.5387 | 0.0455 | 0.0482
44920.4229 | 2.4827 | 2.3005 | 2.7659 | 0.2545 | 0.0196 | 0.6559 | 0.0453 | 0.0482
44920.4236 | 2.4651 | 2.2968 | 2.7657 | 0.1614 | 0.0146 | 0.7721 | 0.0453 | 0.0482
44920.4243 | 2.469 | 2.2961 | 2.7713 | 0.4545 | 0.0129 | 0.8923 | 0.0452 | 0.0482
44920.425 | 2.4667 | 2.2979 | 2.7781 | 0.7841 | 0.0128 | 1.0189 | 0.0454 | 0.0482
44920.4257 | 2.4616 | 2.2996 | 2.776 | 0.9759 | 0.0157 | 0.9912 | 0.0454 | 0.0482
44920.4264 | 2.4699 | 2.3009 | 2.7848 | 0.8297 | 0.0457 | 0.8382 | 0.0454 | 0.0482
44920.4271 | 2.4717 | 2.3023 | 2.8036 | 0.134 | 0.0453 | 0.8365 | 0.0454 | 0.0482
44920.4278 | 2.4769 | 2.3038 | 2.8004 | 0.4603 | 0.0453 | 0.8354 | 0.0453 | 0.0482
44920.4285 | 2.471 | 2.183 | 2.7533 | 0.8735 | 0.0453 | 0.8352 | 0.0453 | 0.0491
44920.4292 | 2.4739 | 2.1463 | 2.7398 | 1.5953 | 0.0453 | 0.8289 | 0.0452 | 0.0491
44920.4299 | 2.4799 | 2.147 | 2.7222 | 2.0772 | 0.0455 | 0.8241 | 0.0453 | 0.0493
44920.4306 | 2.48 | 2.1457 | 2.7018 | 2.3952 | 0.0451 | 0.8248 | 0.0452 | 0.0491
44920.4313 | 2.4825 | 2.1429 | 2.6969 | 2.3013 | 0.0451 | 0.8247 | 0.0452 | 0.0493
44920.4319 | 2.4861 | 2.1391 | 2.7085 | 2.2588 | 0.0452 | 0.8254 | 0.0455 | 0.0494
44920.4326 | 2.4897 | 2.1368 | 2.7344 | 2.1476 | 0.0453 | 0.8214 | 0.0455 | 0.0497
44920.4333 | 2.4926 | 2.1365 | 2.7553 | 2.0539 | 0.0453 | 0.8229 | 0.0454 | 0.0494
44920.434 | 2.2357 | 2.1423 | 2.7701 | 2.0509 | 0.0449 | 0.8259 | 0.0455 | 0.0494
44920.4347 | 0.0197 | 2.1444 | 2.78 | 2.0451 | 0.0453 | 0.8264 | 0.0454 | 0.0497
44920.4354 | 0.0198 | 2.1437 | 2.8015 | 2.04 | 0.0455 | 0.8263 | 0.0453 | 0.0494
44920.4361 | 0.0128 | 2.1467 | 2.8222 | 2.0064 | 0.0454 | 0.8267 | 0.0455 | 0.0493
44920.4368 | 0.0126 | 2.1461 | 2.8148 | 1.9725 | 0.0454 | 0.8266 | 0.0455 | 0.0494
44920.4375 | 0.0127 | 2.1438 | 2.8098 | 1.9823 | 0.0451 | 0.8265 | 0.0453 | 0.3663
44920.4382 | 0.0135 | 2.1489 | 2.7963 | 1.9865 | 0.0453 | 0.8272 | 0.0452 | 0.6914
44920.4389 | 0.0127 | 2.1529 | 2.7967 | 1.9916 | 0.0451 | 0.8274 | 0.045 | 1.1002
44920.4396 | 0.0127 | 2.1587 | 2.7975 | 1.998 | 0.0452 | 0.8268 | 0.0452 | 1.1593
44920.4403 | 0.0366 | 2.1598 | 2.7927 | 2.0056 | 0.0453 | 0.8133 | 0.0454 | 1.2027
44920.441 | 0.0465 | 2.1615 | 2.7986 | 2.0131 | 0.0451 | 0.8026 | 0.0455 | 1.2533
44920.4417 | 0.046 | 2.1661 | 2.8065 | 2.0195 | 0.0452 | 0.803 | 0.0454 | 1.421
44920.4424 | 0.0456 | 2.162 | 2.8067 | 2.0197 | 0.0452 | 0.8027 | 0.0454 | 1.8521
44920.4431 | 0.0458 | 2.1649 | 2.8243 | 2.0286 | 0.0451 | 0.8026 | 0.0455 | 2.1078
44920.4437 | 0.0462 | 2.1708 | 2.8316 | 2.034 | 0.0453 | 0.803 | 0.0455 | 2.1909
44920.4444 | 0.0463 | 2.1699 | 2.8217 | 2.0375 | 0.0451 | 0.8029 | 0.0455 | 2.249
44920.4451 | 0.0457 | 2.171 | 2.8106 | 2.0427 | 0.045 | 0.8033 | 0.0452 | 2.1216
44920.4458 | 0.0457 | 2.1704 | 2.8155 | 2.0487 | 0.0454 | 0.8033 | 0.0456 | 1.9491
44920.4465 | 0.046 | 2.1702 | 2.8213 | 2.0524 | 0.0453 | 0.8029 | 0.0456 | 1.8946
44920.4472 | 0.0461 | 2.172 | 2.8128 | 2.0549 | 0.045 | 0.8034 | 0.0455 | 1.7604
44920.4479 | 0.0457 | 2.1763 | 2.8073 | 2.0558 | 0.0452 | 0.8029 | 0.0455 | 1.7714
44920.4486 | 0.0459 | 2.1768 | 2.8203 | 2.0621 | 0.0451 | 0.8034 | 0.0455 | 1.7296
44920.4493 | 0.046 | 2.1774 | 2.8358 | 2.0665 | 0.0452 | 0.8034 | 0.0456 | 1.6018
44920.45 | 0.0465 | 2.1822 | 2.8603 | 2.0763 | 0.0452 | 0.8032 | 0.0454 | 1.5907
44920.4507 | 0.0457 | 2.1623 | 2.8549 | 2.0721 | 0.0452 | 0.8035 | 0.0455 | 1.5711
44920.4514 | 0.0458 | 2.0214 | 2.8472 | 2.0748 | 0.045 | 0.8028 | 0.0455 | 1.5394
44920.4521 | 0.0458 | 2.0209 | 2.8479 | 2.0807 | 0.045 | 0.8029 | 0.0455 | 1.6713
44920.4528 | 0.0463 | 2.0247 | 2.844 | 2.0784 | 0.045 | 0.8031 | 0.0457 | 1.6937
44920.4535 | 0.0459 | 2.0194 | 2.8396 | 2.079 | 0.0451 | 0.8033 | 0.0457 | 1.6818
44920.4542 | 0.0458 | 2.0141 | 2.8428 | 2.0809 | 0.045 | 0.8032 | 0.0455 | 1.6623
44920.4549 | 0.0456 | 2.0163 | 2.8513 | 2.0849 | 0.0451 | 0.8031 | 0.0456 | 1.6629
44920.4556 | 0.0461 | 2.0127 | 2.8644 | 2.0882 | 0.0451 | 0.8031 | 0.0458 | 1.6594
44920.4563 | 0.046 | 2.0065 | 2.8723 | 2.0902 | 0.0452 | 0.8031 | 0.0456 | 1.6487
44920.4569 | 0.0458 | 2.0011 | 2.8968 | 2.0958 | 0.0452 | 0.803 | 0.0455 | 1.6442
44920.4576 | 0.0455 | 2.0038 | 2.8982 | 2.0964 | 0.0453 | 0.8025 | 0.0455 | 1.6455
44920.4583 | 0.0461 | 2.005 | 2.8823 | 2.0916 | 0.0454 | 0.8025 | 0.0454 | 1.6464
44920.459 | 0.0461 | 2.0114 | 2.8666 | 2.0902 | 0.0452 | 0.8023 | 0.0454 | 1.6771
44920.4597 | 0.0457 | 2.0101 | 2.8571 | 2.0862 | 0.0453 | 0.8027 | 0.0455 | 1.7602
44920.4604 | 0.0456 | 2.0095 | 2.8622 | 2.0932 | 0.0452 | 0.8029 | 0.0456 | 1.7589
44920.4611 | 0.0459 | 2.0108 | 2.8828 | 2.0986 | 0.0452 | 0.8026 | 0.0456 | 1.7627
44920.4618 | 0.0461 | 2.014 | 2.8875 | 2.0989 | 0.0453 | 0.8022 | 0.0454 | 1.7691
44920.4625 | 0.0456 | 2.0059 | 2.8897 | 2.0985 | 0.0454 | 0.8021 | 0.0456 | 1.7845
44920.4632 | 0.0454 | 2.0056 | 2.8909 | 2.0964 | 0.0451 | 0.8022 | 0.0456 | 1.6825
44920.4639 | 0.0457 | 2.0101 | 2.8947 | 2.0956 | 0.0453 | 0.8021 | 0.0455 | 1.6564
44920.4646 | 0.0463 | 2.012 | 2.8835 | 2.0899 | 0.0452 | 0.8023 | 0.0456 | 1.6601
44920.4653 | 0.0457 | 2.0126 | 2.8856 | 2.0932 | 0.0453 | 0.8025 | 0.0456 | 1.679
44920.466 | 0.0457 | 2.0143 | 2.8794 | 2.0935 | 0.0454 | 0.8025 | 0.0455 | 1.554
44920.4667 | 0.0456 | 2.0126 | 2.888 | 2.1009 | 0.0453 | 0.8019 | 0.0456 | 1.5451
44920.4674 | 0.0463 | 2.0159 | 2.897 | 2.1023 | 0.0452 | 0.8022 | 0.0455 | 1.548
44920.4681 | 0.0456 | 2.0126 | 2.8955 | 2.1019 | 0.045 | 0.8019 | 0.0457 | 1.551
44920.4688 | 0.0456 | 2.0114 | 2.8958 | 2.1046 | 0.045 | 0.802 | 0.0456 | 1.5523
44920.4694 | 0.0458 | 2.0099 | 2.9003 | 2.1055 | 0.0451 | 0.8018 | 0.0456 | 1.5471
44920.4701 | 0.0462 | 2.0154 | 2.8561 | 2.1068 | 0.0451 | 0.8019 | 0.0457 | 1.5336
44920.4708 | 0.046 | 2.0141 | 1.1468 | 2.1065 | 0.0452 | 0.8015 | 0.0456 | 1.5153
44920.4715 | 0.0456 | 2.0161 | 0.2669 | 2.1101 | 0.0452 | 0.8022 | 0.0456 | 1.5035
44920.4722 | 0.0456 | 2.0115 | 0.1208 | 2.1139 | 0.045 | 0.8014 | 0.0457 | 1.49
44920.4729 | 0.0459 | 2.0332 | 0.5885 | 2.1158 | 0.0451 | 0.8016 | 0.0458 | 1.4856
44920.4736 | 0.0459 | 2.001 | 1.2514 | 2.122 | 0.045 | 0.8019 | 0.0458 | 1.4841
44920.4743 | 0.0457 | 0.6611 | 0.9251 | 2.1305 | 0.045 | 0.8012 | 0.0459 | 1.484
44920.475 | 0.0457 | 0.1717 | 0.3017 | 2.1127 | 0.0451 | 0.8016 | 0.0457 | 1.4851
44920.4757 | 0.046 | 0.2507 | 0.7456 | 2.1104 | 0.0452 | 0.8014 | 0.0458 | 1.4826
44920.4764 | 0.0463 | 0.9643 | 1.2727 | 2.1082 | 0.0451 | 0.8018 | 0.0459 | 1.4826
44920.4771 | 0.0456 | 0.7722 | 1.9209 | 2.1061 | 0.045 | 0.8018 | 0.0458 | 1.4827
44920.4778 | 0.0457 | 0.2381 | 2.3285 | 2.109 | 0.045 | 0.8018 | 0.0458 | 1.4889
44920.4785 | 0.0459 | 0.8836 | 2.6914 | 2.1093 | 0.0451 | 0.8017 | 0.0458 | 1.5083
44920.4792 | 0.0464 | 1.6235 | 2.7409 | 2.1089 | 0.0452 | 0.802 | 0.0459 | 1.5195
44920.4799 | 0.0456 | 2.1164 | 2.7906 | 2.1062 | 0.0453 | 0.8013 | 0.0459 | 1.1197
44920.4806 | 0.0453 | 2.5682 | 2.8408 | 2.1053 | 0.0452 | 0.8015 | 0.046 | 0.0229
44920.4812 | 0.0453 | 2.8053 | 2.8484 | 2.1062 | 0.045 | 0.8013 | 0.0459 | 0.0212
44920.4819 | 0.0458 | 2.9188 | 2.8616 | 2.1095 | 0.0451 | 0.8013 | 0.0459 | 0.0163
44920.4826 | 0.0454 | 2.8985 | 2.8777 | 2.114 | 0.0451 | 0.8019 | 0.0461 | 0.0165
44920.4833 | 0.0452 | 2.8697 | 2.8851 | 2.113 | 0.0452 | 0.8018 | 0.0459 | 0.0167
44920.484 | 0.0453 | 2.7172 | 2.9011 | 2.1154 | 0.0452 | 0.8015 | 0.0459 | 0.0163
44920.4847 | 0.0458 | 2.7128 | 2.897 | 2.1117 | 0.0452 | 0.8016 | 0.0459 | 0.0163
44920.4854 | 0.0459 | 2.5885 | 2.8965 | 2.1083 | 0.0452 | 0.8022 | 0.0458 | 0.043
44920.4861 | 0.0458 | 2.465 | 2.8974 | 2.1097 | 0.0452 | 0.8023 | 0.0458 | 0.0496
44920.4868 | 0.0459 | 2.3806 | 2.9037 | 2.1118 | 0.045 | 0.8027 | 0.0459 | 0.0496
44920.4875 | 0.0465 | 2.3745 | 2.9083 | 2.1125 | 0.045 | 0.8017 | 0.0458 | 0.0499
44920.4882 | 0.047 | 2.3633 | 2.9146 | 2.1131 | 0.0451 | 0.8027 | 0.0459 | 0.0498
44920.4889 | 0.0463 | 2.3764 | 2.9141 | 2.1129 | 0.0451 | 0.8025 | 0.0459 | 0.0498
44920.4896 | 0.046 | 2.3777 | 2.937 | 2.1216 | 0.0451 | 0.8024 | 0.0459 | 0.0499
44920.4903 | 0.0463 | 2.3756 | 2.9392 | 2.1178 | 0.045 | 0.8025 | 0.0458 | 0.0496
44920.491 | 0.047 | 2.3807 | 2.9369 | 2.12 | 0.0451 | 0.8025 | 0.0457 | 0.0495
44920.4917 | 0.0461 | 2.3773 | 2.9256 | 2.1176 | 0.045 | 0.8024 | 0.0458 | 0.0497
44920.4924 | 0.046 | 2.3384 | 2.9334 | 2.118 | 0.045 | 0.8027 | 0.0459 | 0.0499
44920.4931 | 0.0461 | 2.2401 | 2.9512 | 2.125 | 0.0451 | 0.8029 | 0.0459 | 0.05
44920.4938 | 0.0466 | 2.2398 | 2.9778 | 2.1323 | 0.0453 | 0.8022 | 0.0458 | 0.0501
44920.4944 | 0.0466 | 2.2384 | 2.961 | 2.1244 | 0.0452 | 0.8026 | 0.0457 | 0.0499
44920.4951 | 0.0462 | 2.2364 | 2.9673 | 2.1291 | 0.0453 | 0.8021 | 0.0458 | 0.0499
44920.4958 | 0.0461 | 2.2363 | 2.9719 | 2.1304 | 0.045 | 0.8026 | 0.0458 | 0.0497
44920.4965 | 0.0464 | 2.2388 | 2.9835 | 2.1333 | 0.045 | 0.8028 | 0.0457 | 0.0499
44920.4972 | 0.047 | 2.24 | 2.9741 | 2.1278 | 0.0451 | 0.8026 | 0.0457 | 0.0497
44920.4979 | 0.0462 | 2.2275 | 2.9728 | 2.1275 | 0.0452 | 0.8024 | 0.0457 | 0.0497
44920.4986 | 0.0462 | 2.2326 | 2.9796 | 2.1327 | 0.0451 | 0.8018 | 0.0459 | 0.05
44920.4993 | 0.0462 | 2.1299 | 2.9807 | 2.1306 | 0.0451 | 0.802 | 0.0459 | 0.0498

## Upstairs Measurement Check
Back to Cover Sheet
Time Bucket (America/New_York) | 120 Subpanel-Heat Pump-Compressor (kWatts) | COMPARING EMPORIA VUE TO SENSE
2023-03-31 06:28 | 0.045 | Selected all Emporia view points with heat pump compressor for 120 with kw > .1 from 3/29 to 4/5.
2023-03-31 06:29 | 0.045 | Compared to Sense output -- same ons, offs, and on-levels revealed in graph (inspected while zoomed to for precise visibility)
2023-03-31 06:30 | 0.3915 | Typical peak levels comparable to sum of both leads on the downstairs pump.
2023-03-31 06:31 | 0.6741
2023-03-31 06:32 | 1.1184
2023-03-31 06:33 | 1.5714
2023-03-31 06:34 | 1.7032
2023-03-31 06:35 | 1.7963
2023-03-31 06:36 | 2.1518
2023-03-31 06:37 | 2.6501
2023-03-31 06:38 | 2.9612
2023-03-31 06:39 | 3.0502
2023-03-31 06:40 | 3.0859
2023-03-31 06:41 | 3.0865
2023-03-31 06:42 | 2.8695
2023-03-31 06:43 | 2.7952
2023-03-31 06:44 | 2.6364
2023-03-31 06:45 | 2.5909
2023-03-31 06:46 | 2.5489
2023-03-31 06:47 | 2.6655
2023-03-31 06:48 | 2.6634
2023-03-31 06:49 | 2.6542
2023-03-31 06:50 | 2.6483
2023-03-31 06:51 | 2.6484
2023-03-31 06:52 | 2.6431
2023-03-31 06:53 | 2.6411
2023-03-31 06:54 | 2.6402
2023-03-31 06:55 | 2.6431
2023-03-31 06:56 | 2.6422
2023-03-31 06:57 | 2.6436
2023-03-31 06:58 | 2.6452
2023-03-31 06:59 | 2.6534
2023-03-31 07:00 | 2.6774
2023-03-31 07:01 | 2.6822
2023-03-31 07:02 | 2.6877
2023-03-31 07:03 | 2.6261
2023-03-31 07:04 | 2.5397
2023-03-31 07:05 | 2.5539
2023-03-31 07:06 | 2.5408
2023-03-31 07:07 | 2.54
2023-03-31 07:08 | 2.5425
2023-03-31 07:09 | 2.547
2023-03-31 07:10 | 2.5535
2023-03-31 07:11 | 2.5482
2023-03-31 07:12 | 2.4081
2023-03-31 07:13 | 2.3948
2023-03-31 07:14 | 2.3787
2023-03-31 07:15 | 2.3656
2023-03-31 07:16 | 2.3608
2023-03-31 07:17 | 2.3584
2023-03-31 07:18 | 2.3549
2023-03-31 07:19 | 2.3505
2023-03-31 07:20 | 2.3496
2023-03-31 07:21 | 2.3495
2023-03-31 07:22 | 2.3501
2023-03-31 07:23 | 2.3516
2023-03-31 07:24 | 2.3687
2023-03-31 07:25 | 2.3795
2023-03-31 07:26 | 2.3682
2023-03-31 07:27 | 2.3817
2023-03-31 07:28 | 2.3994
2023-03-31 07:29 | 2.4093
2023-03-31 07:30 | 2.3306
2023-03-31 07:31 | 2.3031
2023-03-31 07:32 | 2.2499
2023-03-31 07:33 | 2.1313
2023-03-31 07:34 | 2.1447
2023-03-31 07:35 | 2.1559
2023-03-31 07:36 | 2.0472
2023-03-31 07:37 | 1.999
2023-03-31 07:38 | 1.99
2023-03-31 07:39 | 1.9694
2023-03-31 07:40 | 1.9487
2023-03-31 07:41 | 1.9228
2023-03-31 07:42 | 1.9082
2023-03-31 07:43 | 1.9132
2023-03-31 07:44 | 2.0509
2023-03-31 07:45 | 2.0566
2023-03-31 07:46 | 2.0618
2023-03-31 07:47 | 2.0627
2023-03-31 07:48 | 2.0641
2023-03-31 07:49 | 2.0626
2023-03-31 07:50 | 2.059
2023-03-31 07:51 | 2.0579
2023-03-31 07:52 | 2.058
2023-03-31 07:53 | 2.0584
2023-03-31 07:54 | 2.0607
2023-03-31 07:55 | 2.0616
2023-03-31 07:56 | 2.0631
2023-03-31 07:57 | 2.0525
2023-03-31 07:58 | 2.0545
2023-03-31 07:59 | 2.0734
2023-03-31 08:00 | 2.0682
2023-03-31 08:01 | 2.0874
2023-03-31 08:02 | 2.1259
2023-03-31 08:03 | 2.0693
2023-03-31 08:04 | 1.9837
2023-03-31 08:05 | 1.9983
2023-03-31 08:06 | 2.005
2023-03-31 08:07 | 2.0013
2023-03-31 08:08 | 1.9908
2023-03-31 08:09 | 1.9877
2023-03-31 08:10 | 2.0092
2023-03-31 08:11 | 1.9772
2023-03-31 08:12 | 1.9173
2023-03-31 08:13 | 1.9222
2023-03-31 08:14 | 1.9234
2023-03-31 08:15 | 1.9171
2023-03-31 08:16 | 1.901
2023-03-31 08:17 | 1.8889
2023-03-31 08:18 | 1.8691
2023-03-31 08:19 | 1.8534
2023-03-31 08:20 | 1.8301
2023-03-31 08:21 | 1.8203
2023-03-31 08:22 | 1.8236
2023-03-31 08:23 | 1.9134
2023-03-31 08:24 | 1.9233
2023-03-31 08:25 | 1.936
2023-03-31 08:26 | 1.9375
2023-03-31 08:27 | 1.9397
2023-03-31 08:28 | 1.9346
2023-03-31 08:29 | 1.9255
2023-03-31 08:30 | 1.9966
2023-03-31 08:31 | 1.3293
2023-03-31 08:32 | 0.4268
2023-03-31 08:33 | 0.1631
2023-03-31 08:34 | 0.3958
2023-03-31 08:35 | 1.9482
2023-03-31 08:36 | 0.1469
2023-03-31 08:37 | 0.4453
2023-03-31 08:38 | 1.0941
2023-03-31 08:39 | 1.8951
2023-03-31 08:40 | 2.2744
2023-03-31 08:41 | 2.1602
2023-03-31 08:42 | 2.1627
2023-03-31 08:43 | 2.1972
2023-03-31 08:44 | 2.2168
2023-03-31 08:45 | 2.2441
2023-03-31 08:46 | 2.2728
2023-03-31 08:47 | 2.2568
2023-03-31 08:48 | 2.123
2023-03-31 08:49 | 2.0348
2023-03-31 08:50 | 1.9144
2023-03-31 08:51 | 1.8769
2023-03-31 08:52 | 1.9243
2023-03-31 08:53 | 1.9937
2023-03-31 08:54 | 1.9957
2023-03-31 08:55 | 2.0024
2023-03-31 08:56 | 2.0108
2023-03-31 08:57 | 2.0139
2023-03-31 08:58 | 2.0085
2023-03-31 08:59 | 1.9933
2023-03-31 09:00 | 1.9904
2023-03-31 09:01 | 1.9872
2023-03-31 09:02 | 1.9805
2023-03-31 09:03 | 1.9756
2023-03-31 09:04 | 1.9751
2023-03-31 09:05 | 1.9743
2023-03-31 09:06 | 1.9677
2023-03-31 09:07 | 1.9363
2023-03-31 09:08 | 1.9445
2023-03-31 09:09 | 1.9557
2023-03-31 09:10 | 1.9669
2023-03-31 09:11 | 1.9987
2023-03-31 09:12 | 1.9518
2023-03-31 09:13 | 1.9001
2023-03-31 09:14 | 1.9222
2023-03-31 09:15 | 1.8899
2023-03-31 09:16 | 1.7362
2023-03-31 09:17 | 1.6888
2023-03-31 09:18 | 1.5735
2023-03-31 09:19 | 1.5839
2023-03-31 09:20 | 1.4955
2023-03-31 09:21 | 1.443
2023-03-31 09:22 | 1.4305
2023-03-31 09:23 | 1.4377
2023-03-31 09:24 | 1.4031
2023-03-31 09:25 | 1.4034
2023-03-31 09:26 | 1.5018
2023-03-31 09:27 | 1.5199
2023-03-31 09:28 | 1.5332
2023-03-31 09:29 | 1.5274
2023-03-31 09:30 | 1.5234
2023-03-31 09:31 | 1.5248
2023-03-31 09:32 | 1.5262
2023-03-31 09:33 | 1.5266
2023-03-31 09:34 | 1.5229
2023-03-31 09:35 | 1.5157
2023-03-31 09:36 | 1.5066
2023-03-31 09:37 | 1.5035
2023-03-31 09:38 | 1.4999
2023-03-31 09:39 | 1.4992
2023-03-31 09:40 | 1.4955
2023-03-31 09:41 | 1.4896
2023-03-31 09:42 | 1.4857
2023-03-31 09:43 | 1.4819
2023-03-31 09:44 | 1.2451
2023-03-31 09:45 | 0.0192
2023-03-31 09:46 | 0.0181
2023-04-01 06:28 | 0.0449
2023-04-01 06:29 | 0.0452
2023-04-01 06:30 | 0.4443
2023-04-01 06:31 | 0.7376
2023-04-01 06:32 | 1.1842
2023-04-01 06:33 | 1.3451
2023-04-01 06:34 | 1.3961
2023-04-01 06:35 | 1.4357
2023-04-01 06:36 | 1.8522
2023-04-01 06:37 | 2.2371
2023-04-01 06:38 | 2.3333
2023-04-01 06:39 | 2.4324
2023-04-01 06:40 | 2.2935
2023-04-01 06:41 | 2.2776
2023-04-01 06:42 | 2.1876
2023-04-01 06:43 | 1.9828
2023-04-01 06:44 | 1.918
2023-04-01 06:45 | 1.9019
2023-04-01 06:46 | 1.8726
2023-04-01 06:47 | 1.8542
2023-04-01 06:48 | 1.8492
2023-04-01 06:49 | 1.849
2023-04-01 06:50 | 1.85
2023-04-01 06:51 | 1.8453
2023-04-01 06:52 | 1.7618
2023-04-01 06:53 | 1.6555
2023-04-01 06:54 | 1.6507
2023-04-01 06:55 | 1.6458
2023-04-01 06:56 | 1.6414
2023-04-01 06:57 | 1.64
2023-04-01 06:58 | 1.6392
2023-04-01 06:59 | 1.6389
2023-04-01 07:00 | 1.6385
2023-04-01 07:01 | 1.6921
2023-04-01 07:02 | 1.7525
2023-04-01 07:03 | 1.7351
2023-04-01 07:04 | 1.6439
2023-04-01 07:05 | 1.5983
2023-04-01 07:06 | 1.5165
2023-04-01 07:07 | 1.5201
2023-04-01 07:08 | 1.5295
2023-04-01 07:09 | 1.4794
2023-04-01 07:10 | 1.4159
2023-04-01 07:11 | 1.4052
2023-04-01 07:12 | 1.2933
2023-04-01 07:13 | 1.2792
2023-04-01 07:14 | 1.2714
2023-04-01 07:15 | 1.2598
2023-04-01 07:16 | 1.242
2023-04-01 07:17 | 1.28
2023-04-01 07:18 | 1.3449
2023-04-01 07:19 | 1.3449
2023-04-01 07:20 | 1.3397
2023-04-01 07:21 | 1.3352
2023-04-01 07:22 | 1.3327
2023-04-01 07:23 | 1.332
2023-04-01 07:24 | 1.3322
2023-04-01 07:25 | 1.3309
2023-04-01 07:26 | 1.3311
2023-04-01 07:27 | 1.3302
2023-04-01 07:28 | 1.3297
2023-04-01 07:29 | 1.3478
2023-04-01 07:30 | 1.4599
2023-04-01 07:31 | 1.4514
2023-04-01 07:32 | 1.1832
2023-04-01 07:33 | 0.536
2023-04-01 07:34 | 0.1671
2023-04-01 07:35 | 0.2552
2023-04-01 07:36 | 0.8657
2023-04-01 07:37 | 1.3107
2023-04-01 07:38 | 0.1853
2023-04-01 07:39 | 0.1689
2023-04-01 07:40 | 0.6774
2023-04-01 07:41 | 1.3675
2023-04-01 07:42 | 1.7971
2023-04-01 07:43 | 1.8706
2023-04-01 07:44 | 1.8877
2023-04-01 07:45 | 1.9184
2023-04-01 07:46 | 1.8195
2023-04-01 07:47 | 1.7608
2023-04-01 07:48 | 1.7393
2023-04-01 07:49 | 1.7582
2023-04-01 07:50 | 1.6091
2023-04-01 07:51 | 1.5977
2023-04-01 07:52 | 1.5821
2023-04-01 07:53 | 1.5253
2023-04-01 07:54 | 1.5278
2023-04-01 07:55 | 1.4936
2023-04-01 07:56 | 1.4206
2023-04-01 07:57 | 1.4058
2023-04-01 07:58 | 1.3962
2023-04-01 07:59 | 1.3899
2023-04-01 08:00 | 1.3891
2023-04-01 08:01 | 1.3679
2023-04-01 08:02 | 1.3071
2023-04-01 08:03 | 1.2885
2023-04-01 08:04 | 1.3011
2023-04-01 08:05 | 1.3087
2023-04-01 08:06 | 1.2843
2023-04-01 08:07 | 1.2641
2023-04-01 08:08 | 1.268
2023-04-01 08:09 | 1.3112
2023-04-01 08:10 | 1.2729
2023-04-01 08:11 | 1.2422
2023-04-01 08:12 | 1.2372
2023-04-01 08:13 | 1.231
2023-04-01 08:14 | 1.2254
2023-04-01 08:15 | 1.322
2023-04-01 08:16 | 1.3327
2023-04-01 08:17 | 1.3322
2023-04-01 08:18 | 1.3334
2023-04-01 08:19 | 1.3351
2023-04-01 08:20 | 1.3354
2023-04-01 08:21 | 1.3373
2023-04-01 08:22 | 1.3416
2023-04-01 08:23 | 1.3572
2023-04-01 08:24 | 1.3621
2023-04-01 08:25 | 1.3656
2023-04-01 08:26 | 1.3719
2023-04-01 08:27 | 1.3949
2023-04-01 08:28 | 1.3883
2023-04-01 08:29 | 1.3819
2023-04-01 08:30 | 1.3831
2023-04-01 08:31 | 1.383
2023-04-01 08:32 | 1.3806
2023-04-01 08:33 | 1.385
2023-04-01 08:34 | 1.3794
2023-04-01 08:35 | 1.3719
2023-04-01 08:36 | 1.3691
2023-04-01 08:37 | 1.3681
2023-04-01 08:38 | 1.3667
2023-04-01 08:39 | 1.3654
2023-04-01 08:40 | 1.3628
2023-04-01 08:41 | 1.3625
2023-04-01 08:42 | 1.3552
2023-04-01 08:43 | 1.3574
2023-04-01 08:44 | 1.3665
2023-04-01 08:45 | 1.3705
2023-04-01 08:46 | 1.3763
2023-04-01 08:47 | 1.4038
2023-04-01 08:48 | 1.4095
2023-04-01 08:49 | 1.4147
2023-04-01 08:50 | 1.4154
2023-04-01 08:51 | 1.3037
2023-04-01 08:52 | 1.3068
2023-04-01 08:53 | 1.2927
2023-04-01 08:54 | 1.2711
2023-04-01 08:55 | 1.2672
2023-04-01 08:56 | 1.2707
2023-04-01 08:57 | 1.2752
2023-04-01 08:58 | 1.2737
2023-04-01 08:59 | 1.2683
2023-04-01 09:00 | 1.2646
2023-04-01 09:01 | 1.2589
2023-04-01 09:02 | 1.2581
2023-04-01 09:03 | 1.2582
2023-04-01 09:04 | 1.2532
2023-04-01 09:05 | 1.2465
2023-04-01 09:06 | 1.2449
2023-04-01 09:07 | 1.2451
2023-04-01 09:08 | 1.2441
2023-04-01 09:09 | 1.2399
2023-04-01 09:10 | 1.238
2023-04-01 09:11 | 1.2373
2023-04-01 09:12 | 1.2364
2023-04-01 09:13 | 1.234
2023-04-01 09:14 | 1.2332
2023-04-01 09:15 | 1.2248
2023-04-01 09:16 | 1.2168
2023-04-01 09:17 | 1.2194
2023-04-01 09:18 | 1.2283
2023-04-01 09:19 | 1.2319
2023-04-01 09:20 | 1.2362
2023-04-01 09:21 | 0.1276
2023-04-01 09:22 | 0.0191
2023-04-01 09:23 | 0.0131
2023-04-03 07:30 | 0.0451
2023-04-03 07:31 | 0.045
2023-04-03 07:32 | 0.2326
2023-04-03 07:33 | 0.5853
2023-04-03 07:34 | 0.9755
2023-04-03 07:35 | 1.4868
2023-04-03 07:36 | 1.8052
2023-04-03 07:37 | 1.914
2023-04-03 07:38 | 2.1061
2023-04-03 07:39 | 2.654
2023-04-03 07:40 | 2.9885
2023-04-03 07:41 | 3.0177
2023-04-03 07:42 | 2.9513
2023-04-03 07:43 | 3.0045
2023-04-03 07:44 | 2.8012
2023-04-03 07:45 | 2.6384
2023-04-03 07:46 | 2.5118
2023-04-03 07:47 | 2.4652
2023-04-03 07:48 | 2.4149
2023-04-03 07:49 | 2.3771
2023-04-03 07:50 | 2.449
2023-04-03 07:51 | 2.5601
2023-04-03 07:52 | 2.55
2023-04-03 07:53 | 2.5643
2023-04-03 07:54 | 2.5986
2023-04-03 07:55 | 2.6203
2023-04-03 07:56 | 2.6248
2023-04-03 07:57 | 2.6184
2023-04-03 07:58 | 2.6149
2023-04-03 07:59 | 2.617
2023-04-03 08:00 | 2.6189
2023-04-03 08:01 | 2.6256
2023-04-03 08:02 | 2.6275
2023-04-03 08:03 | 2.6153
2023-04-03 08:04 | 2.4606
2023-04-03 08:05 | 2.4356
2023-04-03 08:06 | 2.2926
2023-04-03 08:07 | 2.3094
2023-04-03 08:08 | 2.193
2023-04-03 08:09 | 2.1397
2023-04-03 08:10 | 2.1652
2023-04-03 08:11 | 2.0752
2023-04-03 08:12 | 2.0094
2023-04-03 08:13 | 1.9173
2023-04-03 08:14 | 1.9276
2023-04-03 08:15 | 1.8636
2023-04-03 08:16 | 1.7297
2023-04-03 08:17 | 1.6996
2023-04-03 08:18 | 1.6975
2023-04-03 08:19 | 1.6922
2023-04-03 08:20 | 1.6985
2023-04-03 08:21 | 1.6972
2023-04-03 08:22 | 1.6893
2023-04-03 08:23 | 1.6702
2023-04-03 08:24 | 1.6559
2023-04-03 08:25 | 1.6348
2023-04-03 08:26 | 1.615
2023-04-03 08:27 | 1.6926
2023-04-03 08:28 | 1.7437
2023-04-03 08:29 | 1.7457
2023-04-03 08:30 | 1.7432
2023-04-03 08:31 | 1.7514
2023-04-03 08:32 | 1.7596
2023-04-03 08:33 | 1.7678
2023-04-03 08:34 | 1.7728
2023-04-03 08:35 | 1.7726
2023-04-03 08:36 | 1.7536
2023-04-03 08:37 | 1.7288
2023-04-03 08:38 | 1.714
2023-04-03 08:39 | 1.7535
2023-04-03 08:40 | 1.827
2023-04-03 08:41 | 1.8286
2023-04-03 08:42 | 1.8295
2023-04-03 08:43 | 1.8319
2023-04-03 08:44 | 1.8346
2023-04-03 08:45 | 1.8369
2023-04-03 08:46 | 1.834
2023-04-03 08:47 | 1.8215
2023-04-03 08:48 | 1.8328
2023-04-03 08:49 | 1.8591
2023-04-03 08:50 | 1.8608
2023-04-03 08:51 | 1.8771
2023-04-03 08:52 | 1.9016
2023-04-03 08:53 | 1.8348
2023-04-03 08:54 | 1.6697
2023-04-03 08:55 | 1.5605
2023-04-03 08:56 | 1.4722
2023-04-03 08:57 | 1.436
2023-04-03 08:58 | 1.4297
2023-04-03 08:59 | 1.4344
2023-04-03 09:00 | 1.4524
2023-04-03 09:01 | 1.43
2023-04-03 09:02 | 1.4341
2023-04-03 09:03 | 1.3473
2023-04-03 09:04 | 1.2377
2023-04-03 09:05 | 1.1771
2023-04-03 09:06 | 1.2074
2023-04-03 09:07 | 1.2712
2023-04-03 09:08 | 1.2623
2023-04-03 09:09 | 1.2638
2023-04-03 09:10 | 1.2698
2023-04-03 09:11 | 0.0194
2023-04-03 09:12 | 0.0188

## Downstairs Measurement Ch
Back to Cover Sheet
Time Bucket (America/New_York) | 118 Main Panel-Heat Pump-Compressor (kWatts) | 118 Main Panel-Heat Pump-Compressor (kWatts) | Difference between two compressor leads as % of average of two leads | Difference between two compressor leads
2023-03-29 16:01 | 0.0236 | 0.0268 | 12.7% | 0.0032 | Downstairs pump measured with sensor on each lead
2023-03-29 16:02 | 0.0236 | 0.0266 | 11.95% | 0.003 | Upstairs pump measured on sensor with one lead and multiplied by two
2023-03-29 16:03 | 0.0235 | 0.0266 | 12.38% | 0.0031 | This sheet validates the upstairs use of single lead (and multiplying by two) by showing that for downstairs pump
2023-03-29 16:04 | 0.0238 | 0.0261 | 9.218% | 0.0023 |  | Sensors on two downstairs leads never differ by more than 70 watts and rarely over 60 watts in any one minute period
2023-03-29 16:05 | 0.0233 | 0.0261 | 11.34% | 0.0028 |  | Over one week, the difference between the two leads totals | -0.065752 | kwh | 0.3%
2023-03-29 16:06 | 0.0235 | 0.0261 | 10.48% | 0.0026 |  | If difference is over 10 watts, difference < 0.5% -- in other words, larger differences only happen larger loads
2023-03-29 16:07 | 0.0237 | 0.0262 | 10.02% | 0.0025
2023-03-29 16:08 | 0.0237 | 0.0263 | 10.4% | 0.0026
2023-03-29 16:09 | 0.0236 | 0.0262 | 10.44% | 0.0026
2023-03-29 16:10 | 0.0238 | 0.0262 | 9.6% | 0.0024
2023-03-29 16:11 | 0.0237 | 0.0264 | 10.78% | 0.0027
2023-03-29 16:12 | 0.0237 | 0.0265 | 11.16% | 0.0028
2023-03-29 16:13 | 0.024 | 0.0266 | 10.28% | 0.0026
2023-03-29 16:14 | 0.0241 | 0.0267 | 10.24% | 0.0026
2023-03-29 16:15 | 0.0239 | 0.0268 | 11.44% | 0.0029
2023-03-29 16:16 | 0.0239 | 0.0268 | 11.44% | 0.0029
2023-03-29 16:17 | 0.0238 | 0.0269 | 12.23% | 0.0031
2023-03-29 16:18 | 0.0239 | 0.0268 | 11.44% | 0.0029
2023-03-29 16:19 | 0.0239 | 0.0269 | 11.81% | 0.003
2023-03-29 16:20 | 0.0239 | 0.0269 | 11.81% | 0.003
2023-03-29 16:21 | 0.0237 | 0.0268 | 12.28% | 0.0031
2023-03-29 16:22 | 0.0238 | 0.0268 | 11.86% | 0.003
2023-03-29 16:23 | 0.0237 | 0.0268 | 12.28% | 0.0031
2023-03-29 16:24 | 0.0235 | 0.027 | 13.86% | 0.0035
2023-03-29 16:25 | 0.0237 | 0.0269 | 12.65% | 0.0032
2023-03-29 16:26 | 0.0235 | 0.0269 | 13.49% | 0.0034
2023-03-29 16:27 | 0.0234 | 0.027 | 14.29% | 0.0036
2023-03-29 16:28 | 0.0235 | 0.0267 | 12.75% | 0.0032
2023-03-29 16:29 | 0.0235 | 0.0269 | 13.49% | 0.0034
2023-03-29 16:30 | 0.0235 | 0.0268 | 13.12% | 0.0033
2023-03-29 16:31 | 0.0236 | 0.0267 | 12.33% | 0.0031
2023-03-29 16:32 | 0.0235 | 0.0269 | 13.49% | 0.0034
2023-03-29 16:33 | 0.0234 | 0.0268 | 13.55% | 0.0034
2023-03-29 16:34 | 0.0236 | 0.0268 | 12.7% | 0.0032
2023-03-29 16:35 | 0.0236 | 0.0269 | 13.07% | 0.0033
2023-03-29 16:36 | 0.0238 | 0.0266 | 11.11% | 0.0028
2023-03-29 16:37 | 0.0236 | 0.0266 | 11.95% | 0.003
2023-03-29 16:38 | 0.0236 | 0.0266 | 11.95% | 0.003
2023-03-29 16:39 | 0.0237 | 0.0266 | 11.53% | 0.0029
2023-03-29 16:40 | 0.0235 | 0.0266 | 12.38% | 0.0031
2023-03-29 16:41 | 0.0235 | 0.0265 | 12% | 0.003
2023-03-29 16:42 | 0.0237 | 0.0267 | 11.9% | 0.003
2023-03-29 16:43 | 0.0237 | 0.0266 | 11.53% | 0.0029
2023-03-29 16:44 | 0.0235 | 0.0265 | 12% | 0.003
2023-03-29 16:45 | 0.0235 | 0.0265 | 12% | 0.003
2023-03-29 16:46 | 0.0235 | 0.0266 | 12.38% | 0.0031
2023-03-29 16:47 | 0.0235 | 0.0266 | 12.38% | 0.0031
2023-03-29 16:48 | 0.0236 | 0.0265 | 11.58% | 0.0029
2023-03-29 16:49 | 0.0235 | 0.0267 | 12.75% | 0.0032
2023-03-29 16:50 | 0.0237 | 0.0266 | 11.53% | 0.0029
2023-03-29 16:51 | 0.0235 | 0.0267 | 12.75% | 0.0032
2023-03-29 16:52 | 0.0236 | 0.0267 | 12.33% | 0.0031
2023-03-29 16:53 | 0.0235 | 0.0266 | 12.38% | 0.0031
2023-03-29 16:54 | 0.0236 | 0.0267 | 12.33% | 0.0031
2023-03-29 16:55 | 0.0237 | 0.0268 | 12.28% | 0.0031
2023-03-29 16:56 | 0.0234 | 0.0267 | 13.17% | 0.0033
2023-03-29 16:57 | 0.0234 | 0.0267 | 13.17% | 0.0033
2023-03-29 16:58 | 0.0233 | 0.0268 | 13.97% | 0.0035
2023-03-29 16:59 | 0.0233 | 0.0266 | 13.23% | 0.0033
2023-03-29 17:00 | 0.0234 | 0.0267 | 13.17% | 0.0033
2023-03-29 17:01 | 0.0232 | 0.0268 | 14.4% | 0.0036
2023-03-29 17:02 | 0.0234 | 0.0267 | 13.17% | 0.0033
2023-03-29 17:03 | 0.0232 | 0.0266 | 13.65% | 0.0034
2023-03-29 17:04 | 0.0231 | 0.0265 | 13.71% | 0.0034
2023-03-29 17:05 | 0.0233 | 0.0264 | 12.47% | 0.0031
2023-03-29 17:06 | 0.0233 | 0.0264 | 12.47% | 0.0031
2023-03-29 17:07 | 0.0232 | 0.0263 | 12.53% | 0.0031
2023-03-29 17:08 | 0.0233 | 0.0265 | 12.85% | 0.0032
2023-03-29 17:09 | 0.0231 | 0.0263 | 12.96% | 0.0032
2023-03-29 17:10 | 0.0231 | 0.0264 | 13.33% | 0.0033
2023-03-29 17:11 | 0.0232 | 0.0264 | 12.9% | 0.0032
2023-03-29 17:12 | 0.0234 | 0.0264 | 12.05% | 0.003
2023-03-29 17:13 | 0.0237 | 0.0264 | 10.78% | 0.0027
2023-03-29 17:14 | 0.0236 | 0.0265 | 11.58% | 0.0029
2023-03-29 17:15 | 0.0235 | 0.0262 | 10.87% | 0.0027
2023-03-29 17:16 | 0.0234 | 0.0262 | 11.29% | 0.0028
2023-03-29 17:17 | 0.0236 | 0.0263 | 10.82% | 0.0027
2023-03-29 17:18 | 0.0234 | 0.0266 | 12.8% | 0.0032
2023-03-29 17:19 | 0.0234 | 0.0264 | 12.05% | 0.003
2023-03-29 17:20 | 0.0234 | 0.0264 | 12.05% | 0.003
2023-03-29 17:21 | 0.0235 | 0.0265 | 12% | 0.003
2023-03-29 17:22 | 0.0233 | 0.0264 | 12.47% | 0.0031
2023-03-29 17:23 | 0.0234 | 0.0264 | 12.05% | 0.003
2023-03-29 17:24 | 0.0234 | 0.0263 | 11.67% | 0.0029
2023-03-29 17:25 | 0.0233 | 0.0263 | 12.1% | 0.003
2023-03-29 17:26 | 0.023 | 0.0262 | 13.01% | 0.0032
2023-03-29 17:27 | 0.0232 | 0.0263 | 12.53% | 0.0031
2023-03-29 17:28 | 0.0231 | 0.0263 | 12.96% | 0.0032
2023-03-29 17:29 | 0.0231 | 0.0263 | 12.96% | 0.0032
2023-03-29 17:30 | 0.0231 | 0.0263 | 12.96% | 0.0032
2023-03-29 17:31 | 0.0232 | 0.0264 | 12.9% | 0.0032
2023-03-29 17:32 | 0.0231 | 0.0264 | 13.33% | 0.0033
2023-03-29 17:33 | 0.0233 | 0.0264 | 12.47% | 0.0031
2023-03-29 17:34 | 0.0232 | 0.0263 | 12.53% | 0.0031
2023-03-29 17:35 | 0.0231 | 0.0264 | 13.33% | 0.0033
2023-03-29 17:36 | 0.0233 | 0.0265 | 12.85% | 0.0032
2023-03-29 17:37 | 0.0233 | 0.0264 | 12.47% | 0.0031
2023-03-29 17:38 | 0.0233 | 0.0261 | 11.34% | 0.0028
2023-03-29 17:39 | 0.0234 | 0.0262 | 11.29% | 0.0028
2023-03-29 17:40 | 0.0233 | 0.0263 | 12.1% | 0.003
2023-03-29 17:41 | 0.0232 | 0.0261 | 11.76% | 0.0029
2023-03-29 17:42 | 0.0233 | 0.0263 | 12.1% | 0.003
2023-03-29 17:43 | 0.0234 | 0.0262 | 11.29% | 0.0028
2023-03-29 17:44 | 0.0235 | 0.0264 | 11.62% | 0.0029
2023-03-29 17:45 | 0.0233 | 0.0262 | 11.72% | 0.0029
2023-03-29 17:46 | 0.0232 | 0.0262 | 12.15% | 0.003
2023-03-29 17:47 | 0.0234 | 0.0263 | 11.67% | 0.0029
2023-03-29 17:48 | 0.0234 | 0.0265 | 12.42% | 0.0031
2023-03-29 17:49 | 0.0233 | 0.0263 | 12.1% | 0.003
2023-03-29 17:50 | 0.0231 | 0.0262 | 12.58% | 0.0031
2023-03-29 17:51 | 0.0232 | 0.0264 | 12.9% | 0.0032
2023-03-29 17:52 | 0.0233 | 0.0266 | 13.23% | 0.0033
2023-03-29 17:53 | 0.0234 | 0.0265 | 12.42% | 0.0031
2023-03-29 17:54 | 0.0232 | 0.0263 | 12.53% | 0.0031
2023-03-29 17:55 | 0.0233 | 0.0264 | 12.47% | 0.0031
2023-03-29 17:56 | 0.0232 | 0.0263 | 12.53% | 0.0031
2023-03-29 17:57 | 0.0232 | 0.0263 | 12.53% | 0.0031
2023-03-29 17:58 | 0.0233 | 0.0263 | 12.1% | 0.003
2023-03-29 17:59 | 0.0234 | 0.0265 | 12.42% | 0.0031
2023-03-29 18:00 | 0.0232 | 0.0263 | 12.53% | 0.0031
2023-03-29 18:01 | 0.0232 | 0.0265 | 13.28% | 0.0033
2023-03-29 18:02 | 0.0232 | 0.0265 | 13.28% | 0.0033
2023-03-29 18:03 | 0.0232 | 0.0263 | 12.53% | 0.0031
2023-03-29 18:04 | 0.0234 | 0.0264 | 12.05% | 0.003
2023-03-29 18:05 | 0.0233 | 0.0263 | 12.1% | 0.003
2023-03-29 18:06 | 0.0232 | 0.0263 | 12.53% | 0.0031
2023-03-29 18:07 | 0.0233 | 0.0262 | 11.72% | 0.0029
2023-03-29 18:08 | 0.0232 | 0.0261 | 11.76% | 0.0029
2023-03-29 18:09 | 0.0233 | 0.0262 | 11.72% | 0.0029
2023-03-29 18:10 | 0.0233 | 0.0261 | 11.34% | 0.0028
2023-03-29 18:11 | 0.0234 | 0.0263 | 11.67% | 0.0029
2023-03-29 18:12 | 0.0234 | 0.0263 | 11.67% | 0.0029
2023-03-29 18:13 | 0.0232 | 0.0263 | 12.53% | 0.0031
2023-03-29 18:14 | 0.0232 | 0.0263 | 12.53% | 0.0031
2023-03-29 18:15 | 0.0231 | 0.0264 | 13.33% | 0.0033
2023-03-29 18:16 | 0.0232 | 0.0264 | 12.9% | 0.0032
2023-03-29 18:17 | 0.0232 | 0.0263 | 12.53% | 0.0031
2023-03-29 18:18 | 0.0231 | 0.0263 | 12.96% | 0.0032
2023-03-29 18:19 | 0.0229 | 0.0263 | 13.82% | 0.0034
2023-03-29 18:20 | 0.023 | 0.0265 | 14.14% | 0.0035
2023-03-29 18:21 | 0.0231 | 0.0263 | 12.96% | 0.0032
2023-03-29 18:22 | 0.023 | 0.0262 | 13.01% | 0.0032
2023-03-29 18:23 | 0.023 | 0.0262 | 13.01% | 0.0032
2023-03-29 18:24 | 0.0231 | 0.0263 | 12.96% | 0.0032
2023-03-29 18:25 | 0.023 | 0.0262 | 13.01% | 0.0032
2023-03-29 18:26 | 0.023 | 0.0262 | 13.01% | 0.0032
2023-03-29 18:27 | 0.023 | 0.0264 | 13.77% | 0.0034
2023-03-29 18:28 | 0.0229 | 0.0264 | 14.2% | 0.0035
2023-03-29 18:29 | 0.0231 | 0.0264 | 13.33% | 0.0033
2023-03-29 18:30 | 0.023 | 0.0264 | 13.77% | 0.0034
2023-03-29 18:31 | 0.0231 | 0.0264 | 13.33% | 0.0033
2023-03-29 18:32 | 0.0231 | 0.0263 | 12.96% | 0.0032
2023-03-29 18:33 | 0.0231 | 0.0263 | 12.96% | 0.0032
2023-03-29 18:34 | 0.0231 | 0.0261 | 12.2% | 0.003
2023-03-29 18:35 | 0.0231 | 0.0263 | 12.96% | 0.0032
2023-03-29 18:36 | 0.0231 | 0.0264 | 13.33% | 0.0033
2023-03-29 18:37 | 0.023 | 0.0263 | 13.39% | 0.0033
2023-03-29 18:38 | 0.0231 | 0.0262 | 12.58% | 0.0031
2023-03-29 18:39 | 0.0231 | 0.0261 | 12.2% | 0.003
2023-03-29 18:40 | 0.0232 | 0.026 | 11.38% | 0.0028
2023-03-29 18:41 | 0.0232 | 0.0262 | 12.15% | 0.003
2023-03-29 18:42 | 0.0232 | 0.0261 | 11.76% | 0.0029
2023-03-29 18:43 | 0.0232 | 0.0259 | 11% | 0.0027
2023-03-29 18:44 | 0.0231 | 0.0261 | 12.2% | 0.003
2023-03-29 18:45 | 0.0232 | 0.0259 | 11% | 0.0027
2023-03-29 18:46 | 0.0231 | 0.026 | 11.81% | 0.0029
2023-03-29 18:47 | 0.0231 | 0.0259 | 11.43% | 0.0028
2023-03-29 18:48 | 0.0229 | 0.0259 | 12.3% | 0.003
2023-03-29 18:49 | 0.0231 | 0.0258 | 11.04% | 0.0027
2023-03-29 18:50 | 0.023 | 0.0261 | 12.63% | 0.0031
2023-03-29 18:51 | 0.0229 | 0.026 | 12.68% | 0.0031
2023-03-29 18:52 | 0.023 | 0.0261 | 12.63% | 0.0031
2023-03-29 18:53 | 0.0236 | 0.0257 | 8.519% | 0.0021
2023-03-29 18:54 | 0.0252 | 0.0251 | -0.3976% | -0.0001
2023-03-29 18:55 | 0.0252 | 0.0251 | -0.3976% | -0.0001
2023-03-29 18:56 | 0.0246 | 0.0254 | 3.2% | 0.0008
2023-03-29 18:57 | 0.0232 | 0.0261 | 11.76% | 0.0029
2023-03-29 18:58 | 0.0231 | 0.0261 | 12.2% | 0.003
2023-03-29 18:59 | 0.0232 | 0.0263 | 12.53% | 0.0031
2023-03-29 19:00 | 0.0232 | 0.0263 | 12.53% | 0.0031
2023-03-29 19:01 | 0.0231 | 0.0263 | 12.96% | 0.0032
2023-03-29 19:02 | 0.0232 | 0.0262 | 12.15% | 0.003
2023-03-29 19:03 | 0.0232 | 0.0261 | 11.76% | 0.0029
2023-03-29 19:04 | 0.0231 | 0.0262 | 12.58% | 0.0031
2023-03-29 19:05 | 0.0231 | 0.0262 | 12.58% | 0.0031
2023-03-29 19:06 | 0.023 | 0.026 | 12.24% | 0.003
2023-03-29 19:07 | 0.023 | 0.026 | 12.24% | 0.003
2023-03-29 19:08 | 0.0232 | 0.026 | 11.38% | 0.0028
2023-03-29 19:09 | 0.0232 | 0.026 | 11.38% | 0.0028
2023-03-29 19:10 | 0.0232 | 0.026 | 11.38% | 0.0028
2023-03-29 19:11 | 0.0233 | 0.0261 | 11.34% | 0.0028
2023-03-29 19:12 | 0.0232 | 0.0262 | 12.15% | 0.003
2023-03-29 19:13 | 0.0233 | 0.0263 | 12.1% | 0.003
2023-03-29 19:14 | 0.0232 | 0.026 | 11.38% | 0.0028
2023-03-29 19:15 | 0.0232 | 0.0259 | 11% | 0.0027
2023-03-29 19:16 | 0.0232 | 0.026 | 11.38% | 0.0028
2023-03-29 19:17 | 0.0232 | 0.0261 | 11.76% | 0.0029
2023-03-29 19:18 | 0.0232 | 0.026 | 11.38% | 0.0028
2023-03-29 19:19 | 0.0233 | 0.0261 | 11.34% | 0.0028
2023-03-29 19:20 | 0.0232 | 0.0262 | 12.15% | 0.003
2023-03-29 19:21 | 0.0231 | 0.0261 | 12.2% | 0.003
2023-03-29 19:22 | 0.0233 | 0.0262 | 11.72% | 0.0029
2023-03-29 19:23 | 0.0231 | 0.0261 | 12.2% | 0.003
2023-03-29 19:24 | 0.0231 | 0.0259 | 11.43% | 0.0028
2023-03-29 19:25 | 0.0232 | 0.0261 | 11.76% | 0.0029
2023-03-29 19:26 | 0.0231 | 0.026 | 11.81% | 0.0029
2023-03-29 19:27 | 0.0232 | 0.0261 | 11.76% | 0.0029
2023-03-29 19:28 | 0.0233 | 0.0262 | 11.72% | 0.0029
2023-03-29 19:29 | 0.0231 | 0.0262 | 12.58% | 0.0031
2023-03-29 19:30 | 0.0231 | 0.0262 | 12.58% | 0.0031
2023-03-29 19:31 | 0.0227 | 0.0262 | 14.31% | 0.0035
2023-03-29 19:32 | 0.0227 | 0.0263 | 14.69% | 0.0036
2023-03-29 19:33 | 0.0227 | 0.0262 | 14.31% | 0.0035
2023-03-29 19:34 | 0.0228 | 0.0262 | 13.88% | 0.0034
2023-03-29 19:35 | 0.0227 | 0.0262 | 14.31% | 0.0035
2023-03-29 19:36 | 0.0227 | 0.0262 | 14.31% | 0.0035
2023-03-29 19:37 | 0.0228 | 0.0262 | 13.88% | 0.0034
2023-03-29 19:38 | 0.0228 | 0.026 | 13.11% | 0.0032
2023-03-29 19:39 | 0.023 | 0.026 | 12.24% | 0.003
2023-03-29 19:40 | 0.0229 | 0.026 | 12.68% | 0.0031
2023-03-29 19:41 | 0.023 | 0.0259 | 11.86% | 0.0029
2023-03-29 19:42 | 0.0231 | 0.026 | 11.81% | 0.0029
2023-03-29 19:43 | 0.023 | 0.0261 | 12.63% | 0.0031
2023-03-29 19:44 | 0.0231 | 0.0261 | 12.2% | 0.003
2023-03-29 19:45 | 0.023 | 0.026 | 12.24% | 0.003
2023-03-29 19:46 | 0.0231 | 0.0261 | 12.2% | 0.003
2023-03-29 19:47 | 0.0231 | 0.0261 | 12.2% | 0.003
2023-03-29 19:48 | 0.0233 | 0.0261 | 11.34% | 0.0028
2023-03-29 19:49 | 0.0233 | 0.0259 | 10.57% | 0.0026
2023-03-29 19:50 | 0.0234 | 0.0261 | 10.91% | 0.0027
2023-03-29 19:51 | 0.0231 | 0.0262 | 12.58% | 0.0031
2023-03-29 19:52 | 0.0231 | 0.026 | 11.81% | 0.0029
2023-03-29 19:53 | 0.0232 | 0.0261 | 11.76% | 0.0029
2023-03-29 19:54 | 0.023 | 0.0263 | 13.39% | 0.0033
2023-03-29 19:55 | 0.0231 | 0.0262 | 12.58% | 0.0031
2023-03-29 19:56 | 0.0231 | 0.0263 | 12.96% | 0.0032
2023-03-29 19:57 | 0.0234 | 0.0263 | 11.67% | 0.0029
2023-03-29 19:58 | 0.0232 | 0.0262 | 12.15% | 0.003
2023-03-29 19:59 | 0.0231 | 0.0263 | 12.96% | 0.0032
2023-03-29 20:00 | 0.0233 | 0.0262 | 11.72% | 0.0029
2023-03-29 20:01 | 0.0231 | 0.0262 | 12.58% | 0.0031
2023-03-29 20:02 | 0.0234 | 0.0263 | 11.67% | 0.0029
2023-03-29 20:03 | 0.0233 | 0.0263 | 12.1% | 0.003
2023-03-29 20:04 | 0.0232 | 0.0264 | 12.9% | 0.0032
2023-03-29 20:05 | 0.0234 | 0.0263 | 11.67% | 0.0029
2023-03-29 20:06 | 0.0232 | 0.0263 | 12.53% | 0.0031
2023-03-29 20:07 | 0.0231 | 0.0262 | 12.58% | 0.0031
2023-03-29 20:08 | 0.0231 | 0.0263 | 12.96% | 0.0032
2023-03-29 20:09 | 0.0234 | 0.0261 | 10.91% | 0.0027
2023-03-29 20:10 | 0.0235 | 0.0263 | 11.24% | 0.0028
2023-03-29 20:11 | 0.0235 | 0.0262 | 10.87% | 0.0027
2023-03-29 20:12 | 0.0235 | 0.0263 | 11.24% | 0.0028
2023-03-29 20:13 | 0.0233 | 0.0262 | 11.72% | 0.0029
2023-03-29 20:14 | 0.0235 | 0.0263 | 11.24% | 0.0028
2023-03-29 20:15 | 0.0235 | 0.0262 | 10.87% | 0.0027
2023-03-29 20:16 | 0.0235 | 0.0264 | 11.62% | 0.0029
2023-03-29 20:17 | 0.0236 | 0.0264 | 11.2% | 0.0028
2023-03-29 20:18 | 0.0237 | 0.0263 | 10.4% | 0.0026
2023-03-29 20:19 | 0.0238 | 0.0263 | 9.98% | 0.0025
2023-03-29 20:20 | 0.0236 | 0.0263 | 10.82% | 0.0027
2023-03-29 20:21 | 0.0234 | 0.0264 | 12.05% | 0.003
2023-03-29 20:22 | 0.0234 | 0.0264 | 12.05% | 0.003
2023-03-29 20:23 | 0.0235 | 0.0264 | 11.62% | 0.0029
2023-03-29 20:24 | 0.0234 | 0.0263 | 11.67% | 0.0029
2023-03-29 20:25 | 0.0233 | 0.0264 | 12.47% | 0.0031
2023-03-29 20:26 | 0.0234 | 0.0262 | 11.29% | 0.0028
2023-03-29 20:27 | 0.0233 | 0.0264 | 12.47% | 0.0031
2023-03-29 20:28 | 0.0233 | 0.0263 | 12.1% | 0.003
2023-03-29 20:29 | 0.0234 | 0.0263 | 11.67% | 0.0029
2023-03-29 20:30 | 0.0235 | 0.0262 | 10.87% | 0.0027
2023-03-29 20:31 | 0.0232 | 0.026 | 11.38% | 0.0028
2023-03-29 20:32 | 0.0231 | 0.0263 | 12.96% | 0.0032
2023-03-29 20:33 | 0.023 | 0.0264 | 13.77% | 0.0034
2023-03-29 20:34 | 0.0232 | 0.0263 | 12.53% | 0.0031
2023-03-29 20:35 | 0.0231 | 0.0262 | 12.58% | 0.0031
2023-03-29 20:36 | 0.0232 | 0.0263 | 12.53% | 0.0031
2023-03-29 20:37 | 0.0232 | 0.0263 | 12.53% | 0.0031
2023-03-29 20:38 | 0.0231 | 0.0263 | 12.96% | 0.0032
2023-03-29 20:39 | 0.0232 | 0.0262 | 12.15% | 0.003
2023-03-29 20:40 | 0.0232 | 0.0263 | 12.53% | 0.0031
2023-03-29 20:41 | 0.0233 | 0.0262 | 11.72% | 0.0029
2023-03-29 20:42 | 0.0232 | 0.0262 | 12.15% | 0.003
2023-03-29 20:43 | 0.0233 | 0.0261 | 11.34% | 0.0028
2023-03-29 20:44 | 0.0232 | 0.026 | 11.38% | 0.0028
2023-03-29 20:45 | 0.0233 | 0.0261 | 11.34% | 0.0028
2023-03-29 20:46 | 0.0232 | 0.0259 | 11% | 0.0027
2023-03-29 20:47 | 0.0232 | 0.0262 | 12.15% | 0.003
2023-03-29 20:48 | 0.0233 | 0.0263 | 12.1% | 0.003
2023-03-29 20:49 | 0.0233 | 0.0264 | 12.47% | 0.0031
2023-03-29 20:50 | 0.0233 | 0.0264 | 12.47% | 0.0031
2023-03-29 20:51 | 0.0231 | 0.0265 | 13.71% | 0.0034
2023-03-29 20:52 | 0.0231 | 0.0264 | 13.33% | 0.0033
2023-03-29 20:53 | 0.0233 | 0.0265 | 12.85% | 0.0032
2023-03-29 20:54 | 0.0233 | 0.0265 | 12.85% | 0.0032
2023-03-29 20:55 | 0.0234 | 0.0264 | 12.05% | 0.003
2023-03-29 20:56 | 0.0231 | 0.0264 | 13.33% | 0.0033
2023-03-29 20:57 | 0.0232 | 0.0265 | 13.28% | 0.0033
2023-03-29 20:58 | 0.0233 | 0.0263 | 12.1% | 0.003
2023-03-29 20:59 | 0.0232 | 0.0265 | 13.28% | 0.0033
2023-03-29 21:00 | 0.0234 | 0.0265 | 12.42% | 0.0031
2023-03-29 21:01 | 0.0234 | 0.0264 | 12.05% | 0.003
2023-03-29 21:02 | 0.0234 | 0.0265 | 12.42% | 0.0031
2023-03-29 21:03 | 0.0231 | 0.0264 | 13.33% | 0.0033
2023-03-29 21:04 | 0.0234 | 0.0264 | 12.05% | 0.003
2023-03-29 21:05 | 0.0234 | 0.0263 | 11.67% | 0.0029
2023-03-29 21:06 | 0.0235 | 0.0265 | 12% | 0.003
2023-03-29 21:07 | 0.0235 | 0.0263 | 11.24% | 0.0028
2023-03-29 21:08 | 0.0233 | 0.0264 | 12.47% | 0.0031
2023-03-29 21:09 | 0.0234 | 0.0264 | 12.05% | 0.003
2023-03-29 21:10 | 0.0236 | 0.0264 | 11.2% | 0.0028
2023-03-29 21:11 | 0.0237 | 0.0263 | 10.4% | 0.0026
2023-03-29 21:12 | 0.0235 | 0.0265 | 12% | 0.003
2023-03-29 21:13 | 0.0235 | 0.0265 | 12% | 0.003
2023-03-29 21:14 | 0.0237 | 0.0265 | 11.16% | 0.0028
2023-03-29 21:15 | 0.0235 | 0.0261 | 10.48% | 0.0026
2023-03-29 21:16 | 0.0235 | 0.0263 | 11.24% | 0.0028
2023-03-29 21:17 | 0.0234 | 0.0261 | 10.91% | 0.0027
2023-03-29 21:18 | 0.0234 | 0.0263 | 11.67% | 0.0029
2023-03-29 21:19 | 0.0233 | 0.0262 | 11.72% | 0.0029
2023-03-29 21:20 | 0.0235 | 0.0263 | 11.24% | 0.0028
2023-03-29 21:21 | 0.0232 | 0.0261 | 11.76% | 0.0029
2023-03-29 21:22 | 0.0234 | 0.0263 | 11.67% | 0.0029
2023-03-29 21:23 | 0.0232 | 0.0261 | 11.76% | 0.0029
2023-03-29 21:24 | 0.0234 | 0.0261 | 10.91% | 0.0027
2023-03-29 21:25 | 0.0233 | 0.0261 | 11.34% | 0.0028
2023-03-29 21:26 | 0.0233 | 0.0262 | 11.72% | 0.0029
2023-03-29 21:27 | 0.0231 | 0.0262 | 12.58% | 0.0031
2023-03-29 21:28 | 0.0232 | 0.0261 | 11.76% | 0.0029
2023-03-29 21:29 | 0.0234 | 0.0262 | 11.29% | 0.0028
2023-03-29 21:30 | 0.0231 | 0.0263 | 12.96% | 0.0032
2023-03-29 21:31 | 0.023 | 0.0263 | 13.39% | 0.0033
2023-03-29 21:32 | 0.0232 | 0.0264 | 12.9% | 0.0032
2023-03-29 21:33 | 0.0231 | 0.0263 | 12.96% | 0.0032
2023-03-29 21:34 | 0.0231 | 0.0264 | 13.33% | 0.0033
2023-03-29 21:35 | 0.0229 | 0.0265 | 14.57% | 0.0036
2023-03-29 21:36 | 0.0227 | 0.0263 | 14.69% | 0.0036
2023-03-29 21:37 | 0.0227 | 0.0265 | 15.45% | 0.0038
2023-03-29 21:38 | 0.0228 | 0.0264 | 14.63% | 0.0036
2023-03-29 21:39 | 0.0229 | 0.0264 | 14.2% | 0.0035
2023-03-29 21:40 | 0.0229 | 0.0263 | 13.82% | 0.0034
2023-03-29 21:41 | 0.0229 | 0.0264 | 14.2% | 0.0035
2023-03-29 21:42 | 0.0226 | 0.0263 | 15.13% | 0.0037
2023-03-29 21:43 | 0.0228 | 0.0264 | 14.63% | 0.0036
2023-03-29 21:44 | 0.023 | 0.0263 | 13.39% | 0.0033
2023-03-29 21:45 | 0.0229 | 0.0263 | 13.82% | 0.0034
2023-03-29 21:46 | 0.0229 | 0.0264 | 14.2% | 0.0035
2023-03-29 21:47 | 0.0231 | 0.0263 | 12.96% | 0.0032
2023-03-29 21:48 | 0.0233 | 0.0261 | 11.34% | 0.0028
2023-03-29 21:49 | 0.0234 | 0.0261 | 10.91% | 0.0027
2023-03-29 21:50 | 0.0233 | 0.0261 | 11.34% | 0.0028
2023-03-29 21:51 | 0.0235 | 0.0261 | 10.48% | 0.0026
2023-03-29 21:52 | 0.0233 | 0.0261 | 11.34% | 0.0028
2023-03-29 21:53 | 0.0233 | 0.0262 | 11.72% | 0.0029
2023-03-29 21:54 | 0.0235 | 0.0264 | 11.62% | 0.0029
2023-03-29 21:55 | 0.0234 | 0.0266 | 12.8% | 0.0032
2023-03-29 21:56 | 0.0233 | 0.0263 | 12.1% | 0.003
2023-03-29 21:57 | 0.0233 | 0.0263 | 12.1% | 0.003
2023-03-29 21:58 | 0.0233 | 0.0263 | 12.1% | 0.003
2023-03-29 21:59 | 0.0232 | 0.0264 | 12.9% | 0.0032
2023-03-29 22:00 | 0.0232 | 0.0262 | 12.15% | 0.003
2023-03-29 22:01 | 0.0232 | 0.0263 | 12.53% | 0.0031
2023-03-29 22:02 | 0.0232 | 0.0259 | 11% | 0.0027
2023-03-29 22:03 | 0.0231 | 0.026 | 11.81% | 0.0029
2023-03-29 22:04 | 0.0231 | 0.0261 | 12.2% | 0.003
2023-03-29 22:05 | 0.023 | 0.0261 | 12.63% | 0.0031
2023-03-29 22:06 | 0.023 | 0.026 | 12.24% | 0.003
2023-03-29 22:07 | 0.023 | 0.026 | 12.24% | 0.003
2023-03-29 22:08 | 0.0229 | 0.0262 | 13.44% | 0.0033
2023-03-29 22:09 | 0.0228 | 0.0262 | 13.88% | 0.0034
2023-03-29 22:10 | 0.0228 | 0.0261 | 13.5% | 0.0033
2023-03-29 22:11 | 0.023 | 0.0263 | 13.39% | 0.0033
2023-03-29 22:12 | 0.023 | 0.0262 | 13.01% | 0.0032
2023-03-29 22:13 | 0.023 | 0.0263 | 13.39% | 0.0033
2023-03-29 22:14 | 0.0231 | 0.0262 | 12.58% | 0.0031
2023-03-29 22:15 | 0.023 | 0.0262 | 13.01% | 0.0032
2023-03-29 22:16 | 0.023 | 0.0262 | 13.01% | 0.0032
2023-03-29 22:17 | 0.023 | 0.0263 | 13.39% | 0.0033
2023-03-29 22:18 | 0.0232 | 0.0265 | 13.28% | 0.0033
2023-03-29 22:19 | 0.0231 | 0.0264 | 13.33% | 0.0033
2023-03-29 22:20 | 0.0231 | 0.0264 | 13.33% | 0.0033
2023-03-29 22:21 | 0.0231 | 0.0264 | 13.33% | 0.0033
2023-03-29 22:22 | 0.0231 | 0.0263 | 12.96% | 0.0032
2023-03-29 22:23 | 0.0232 | 0.0263 | 12.53% | 0.0031
2023-03-29 22:24 | 0.0234 | 0.0262 | 11.29% | 0.0028
2023-03-29 22:25 | 0.0233 | 0.0261 | 11.34% | 0.0028
2023-03-29 22:26 | 0.0233 | 0.0262 | 11.72% | 0.0029
2023-03-29 22:27 | 0.0234 | 0.0265 | 12.42% | 0.0031
2023-03-29 22:28 | 0.0233 | 0.0263 | 12.1% | 0.003
2023-03-29 22:29 | 0.0234 | 0.0264 | 12.05% | 0.003
2023-03-29 22:30 | 0.0235 | 0.0263 | 11.24% | 0.0028
2023-03-29 22:31 | 0.0234 | 0.0263 | 11.67% | 0.0029
2023-03-29 22:32 | 0.0234 | 0.0265 | 12.42% | 0.0031
2023-03-29 22:33 | 0.0232 | 0.0264 | 12.9% | 0.0032
2023-03-29 22:34 | 0.0233 | 0.0263 | 12.1% | 0.003
2023-03-29 22:35 | 0.0233 | 0.0263 | 12.1% | 0.003
2023-03-29 22:36 | 0.0233 | 0.0263 | 12.1% | 0.003
2023-03-29 22:37 | 0.0234 | 0.0264 | 12.05% | 0.003
2023-03-29 22:38 | 0.0232 | 0.0264 | 12.9% | 0.0032
2023-03-29 22:39 | 0.0232 | 0.0266 | 13.65% | 0.0034
2023-03-29 22:40 | 0.0231 | 0.0264 | 13.33% | 0.0033
2023-03-29 22:41 | 0.0232 | 0.0263 | 12.53% | 0.0031
2023-03-29 22:42 | 0.0232 | 0.0262 | 12.15% | 0.003
2023-03-29 22:43 | 0.0233 | 0.0266 | 13.23% | 0.0033
2023-03-29 22:44 | 0.0231 | 0.0265 | 13.71% | 0.0034
2023-03-29 22:45 | 0.0231 | 0.0265 | 13.71% | 0.0034
2023-03-29 22:46 | 0.0232 | 0.0264 | 12.9% | 0.0032
2023-03-29 22:47 | 0.0233 | 0.0265 | 12.85% | 0.0032
2023-03-29 22:48 | 0.023 | 0.0265 | 14.14% | 0.0035
2023-03-29 22:49 | 0.0232 | 0.0264 | 12.9% | 0.0032
2023-03-29 22:50 | 0.0233 | 0.0264 | 12.47% | 0.0031
2023-03-29 22:51 | 0.0233 | 0.0264 | 12.47% | 0.0031
2023-03-29 22:52 | 0.0233 | 0.0264 | 12.47% | 0.0031
2023-03-29 22:53 | 0.0234 | 0.0263 | 11.67% | 0.0029
2023-03-29 22:54 | 0.0232 | 0.0264 | 12.9% | 0.0032
2023-03-29 22:55 | 0.0235 | 0.0266 | 12.38% | 0.0031
2023-03-29 22:56 | 0.0234 | 0.0264 | 12.05% | 0.003
2023-03-29 22:57 | 0.0234 | 0.0264 | 12.05% | 0.003
2023-03-29 22:58 | 0.0233 | 0.0264 | 12.47% | 0.0031
2023-03-29 22:59 | 0.0233 | 0.0264 | 12.47% | 0.0031
2023-03-29 23:00 | 0.0231 | 0.0266 | 14.08% | 0.0035
2023-03-29 23:01 | 0.0232 | 0.0264 | 12.9% | 0.0032
2023-03-29 23:02 | 0.0234 | 0.0263 | 11.67% | 0.0029
2023-03-29 23:03 | 0.0234 | 0.0267 | 13.17% | 0.0033
2023-03-29 23:04 | 0.0234 | 0.0264 | 12.05% | 0.003
2023-03-29 23:05 | 0.0233 | 0.0264 | 12.47% | 0.0031
2023-03-29 23:06 | 0.0235 | 0.0266 | 12.38% | 0.0031
2023-03-29 23:07 | 0.0235 | 0.0265 | 12% | 0.003
2023-03-29 23:08 | 0.0235 | 0.0266 | 12.38% | 0.0031
2023-03-29 23:09 | 0.0234 | 0.0266 | 12.8% | 0.0032
2023-03-29 23:10 | 0.0236 | 0.0265 | 11.58% | 0.0029
2023-03-29 23:11 | 0.0235 | 0.0266 | 12.38% | 0.0031
2023-03-29 23:12 | 0.0237 | 0.0267 | 11.9% | 0.003
2023-03-29 23:13 | 0.0236 | 0.0265 | 11.58% | 0.0029
2023-03-29 23:14 | 0.0236 | 0.0265 | 11.58% | 0.0029
2023-03-29 23:15 | 0.0237 | 0.0265 | 11.16% | 0.0028
2023-03-29 23:16 | 0.0237 | 0.0265 | 11.16% | 0.0028
2023-03-29 23:17 | 0.0237 | 0.0267 | 11.9% | 0.003
2023-03-29 23:18 | 0.0236 | 0.0265 | 11.58% | 0.0029
2023-03-29 23:19 | 0.0237 | 0.0267 | 11.9% | 0.003
2023-03-29 23:20 | 0.0236 | 0.0267 | 12.33% | 0.0031
2023-03-29 23:21 | 0.0237 | 0.0268 | 12.28% | 0.0031
2023-03-29 23:22 | 0.0237 | 0.0267 | 11.9% | 0.003
2023-03-29 23:23 | 0.0236 | 0.0267 | 12.33% | 0.0031
2023-03-29 23:24 | 0.0235 | 0.0267 | 12.75% | 0.0032
2023-03-29 23:25 | 0.0238 | 0.0266 | 11.11% | 0.0028
2023-03-29 23:26 | 0.0236 | 0.0265 | 11.58% | 0.0029
2023-03-29 23:27 | 0.0236 | 0.0267 | 12.33% | 0.0031
2023-03-29 23:28 | 0.0235 | 0.0266 | 12.38% | 0.0031
2023-03-29 23:29 | 0.0235 | 0.0268 | 13.12% | 0.0033
2023-03-29 23:30 | 0.0234 | 0.0269 | 13.92% | 0.0035
2023-03-29 23:31 | 0.0234 | 0.0267 | 13.17% | 0.0033
2023-03-29 23:32 | 0.0235 | 0.0267 | 12.75% | 0.0032
2023-03-29 23:33 | 0.0234 | 0.027 | 14.29% | 0.0036
2023-03-29 23:34 | 0.0234 | 0.0268 | 13.55% | 0.0034
2023-03-29 23:35 | 0.0233 | 0.0267 | 13.6% | 0.0034
2023-03-29 23:36 | 0.0233 | 0.0267 | 13.6% | 0.0034
2023-03-29 23:37 | 0.0232 | 0.0268 | 14.4% | 0.0036
2023-03-29 23:38 | 0.0233 | 0.0268 | 13.97% | 0.0035
2023-03-29 23:39 | 0.0232 | 0.0269 | 14.77% | 0.0037
2023-03-29 23:40 | 0.0235 | 0.0267 | 12.75% | 0.0032
2023-03-29 23:41 | 0.0234 | 0.0269 | 13.92% | 0.0035
2023-03-29 23:42 | 0.0234 | 0.0267 | 13.17% | 0.0033
2023-03-29 23:43 | 0.0231 | 0.0269 | 15.2% | 0.0038
2023-03-29 23:44 | 0.0235 | 0.0269 | 13.49% | 0.0034
2023-03-29 23:45 | 0.0233 | 0.0268 | 13.97% | 0.0035
2023-03-29 23:46 | 0.0235 | 0.0268 | 13.12% | 0.0033
2023-03-29 23:47 | 0.0234 | 0.0267 | 13.17% | 0.0033
2023-03-29 23:48 | 0.0235 | 0.0267 | 12.75% | 0.0032
2023-03-29 23:49 | 0.0236 | 0.0268 | 12.7% | 0.0032
2023-03-29 23:50 | 0.0237 | 0.0267 | 11.9% | 0.003
2023-03-29 23:51 | 0.0236 | 0.0268 | 12.7% | 0.0032
2023-03-29 23:52 | 0.0237 | 0.0268 | 12.28% | 0.0031
2023-03-29 23:53 | 0.0236 | 0.0268 | 12.7% | 0.0032
2023-03-29 23:54 | 0.0236 | 0.0267 | 12.33% | 0.0031
2023-03-29 23:55 | 0.0236 | 0.0267 | 12.33% | 0.0031
2023-03-29 23:56 | 0.0236 | 0.0267 | 12.33% | 0.0031
2023-03-29 23:57 | 0.0234 | 0.0268 | 13.55% | 0.0034
2023-03-29 23:58 | 0.0235 | 0.0267 | 12.75% | 0.0032
2023-03-29 23:59 | 0.0234 | 0.0268 | 13.55% | 0.0034
2023-03-30 | 0.0234 | 0.0267 | 13.17% | 0.0033
2023-03-30 00:01 | 0.0236 | 0.0267 | 12.33% | 0.0031
2023-03-30 00:02 | 0.0235 | 0.0269 | 13.49% | 0.0034
2023-03-30 00:03 | 0.0235 | 0.0267 | 12.75% | 0.0032
2023-03-30 00:04 | 0.0237 | 0.0268 | 12.28% | 0.0031
2023-03-30 00:05 | 0.0235 | 0.0269 | 13.49% | 0.0034
2023-03-30 00:06 | 0.0236 | 0.0268 | 12.7% | 0.0032
2023-03-30 00:07 | 0.0235 | 0.0268 | 13.12% | 0.0033
2023-03-30 00:08 | 0.0236 | 0.0267 | 12.33% | 0.0031
2023-03-30 00:09 | 0.0235 | 0.0269 | 13.49% | 0.0034
2023-03-30 00:10 | 0.0236 | 0.0268 | 12.7% | 0.0032
2023-03-30 00:11 | 0.0236 | 0.0267 | 12.33% | 0.0031
2023-03-30 00:12 | 0.0237 | 0.0269 | 12.65% | 0.0032
2023-03-30 00:13 | 0.0236 | 0.0268 | 12.7% | 0.0032
2023-03-30 00:14 | 0.0237 | 0.0268 | 12.28% | 0.0031
2023-03-30 00:15 | 0.0236 | 0.0268 | 12.7% | 0.0032
2023-03-30 00:16 | 0.0238 | 0.027 | 12.6% | 0.0032
2023-03-30 00:17 | 0.0239 | 0.0268 | 11.44% | 0.0029
2023-03-30 00:18 | 0.0238 | 0.0269 | 12.23% | 0.0031
2023-03-30 00:19 | 0.0237 | 0.0269 | 12.65% | 0.0032
2023-03-30 00:20 | 0.0238 | 0.0269 | 12.23% | 0.0031
2023-03-30 00:21 | 0.0238 | 0.027 | 12.6% | 0.0032
2023-03-30 00:22 | 0.0239 | 0.0268 | 11.44% | 0.0029
2023-03-30 00:23 | 0.0238 | 0.0268 | 11.86% | 0.003
2023-03-30 00:24 | 0.0238 | 0.0268 | 11.86% | 0.003
2023-03-30 00:25 | 0.024 | 0.0268 | 11.02% | 0.0028
2023-03-30 00:26 | 0.0239 | 0.0268 | 11.44% | 0.0029
2023-03-30 00:27 | 0.0239 | 0.0267 | 11.07% | 0.0028
2023-03-30 00:28 | 0.0238 | 0.0268 | 11.86% | 0.003
2023-03-30 00:29 | 0.0238 | 0.0268 | 11.86% | 0.003
2023-03-30 00:30 | 0.024 | 0.0268 | 11.02% | 0.0028
2023-03-30 00:31 | 0.0238 | 0.0269 | 12.23% | 0.0031
2023-03-30 00:32 | 0.0237 | 0.0269 | 12.65% | 0.0032
2023-03-30 00:33 | 0.0238 | 0.027 | 12.6% | 0.0032
2023-03-30 00:34 | 0.0238 | 0.0268 | 11.86% | 0.003
2023-03-30 00:35 | 0.0237 | 0.0269 | 12.65% | 0.0032
2023-03-30 00:36 | 0.0237 | 0.0271 | 13.39% | 0.0034
2023-03-30 00:37 | 0.0237 | 0.027 | 13.02% | 0.0033
2023-03-30 00:38 | 0.0237 | 0.027 | 13.02% | 0.0033
2023-03-30 00:39 | 0.0237 | 0.0269 | 12.65% | 0.0032
2023-03-30 00:40 | 0.0236 | 0.027 | 13.44% | 0.0034
2023-03-30 00:41 | 0.0237 | 0.027 | 13.02% | 0.0033
2023-03-30 00:42 | 0.0237 | 0.0269 | 12.65% | 0.0032
2023-03-30 00:43 | 0.0236 | 0.027 | 13.44% | 0.0034
2023-03-30 00:44 | 0.0236 | 0.0268 | 12.7% | 0.0032
2023-03-30 00:45 | 0.0238 | 0.027 | 12.6% | 0.0032
2023-03-30 00:46 | 0.0237 | 0.0268 | 12.28% | 0.0031
2023-03-30 00:47 | 0.0236 | 0.0268 | 12.7% | 0.0032
2023-03-30 00:48 | 0.0235 | 0.027 | 13.86% | 0.0035
2023-03-30 00:49 | 0.0236 | 0.0269 | 13.07% | 0.0033
2023-03-30 00:50 | 0.0235 | 0.027 | 13.86% | 0.0035
2023-03-30 00:51 | 0.0234 | 0.0271 | 14.65% | 0.0037
2023-03-30 00:52 | 0.0233 | 0.0272 | 15.45% | 0.0039
2023-03-30 00:53 | 0.0235 | 0.0269 | 13.49% | 0.0034
2023-03-30 00:54 | 0.0234 | 0.027 | 14.29% | 0.0036
2023-03-30 00:55 | 0.0234 | 0.027 | 14.29% | 0.0036
2023-03-30 00:56 | 0.0235 | 0.027 | 13.86% | 0.0035
2023-03-30 00:57 | 0.0236 | 0.027 | 13.44% | 0.0034
2023-03-30 00:58 | 0.0233 | 0.0271 | 15.08% | 0.0038
2023-03-30 00:59 | 0.0235 | 0.0268 | 13.12% | 0.0033
2023-03-30 01:00 | 0.0237 | 0.0269 | 12.65% | 0.0032
2023-03-30 01:01 | 0.0236 | 0.0269 | 13.07% | 0.0033
2023-03-30 01:02 | 0.0237 | 0.0268 | 12.28% | 0.0031
2023-03-30 01:03 | 0.0238 | 0.0271 | 12.97% | 0.0033
2023-03-30 01:04 | 0.0236 | 0.027 | 13.44% | 0.0034
2023-03-30 01:05 | 0.0236 | 0.0272 | 14.17% | 0.0036
2023-03-30 01:06 | 0.0238 | 0.0269 | 12.23% | 0.0031
2023-03-30 01:07 | 0.0238 | 0.027 | 12.6% | 0.0032
2023-03-30 01:08 | 0.0239 | 0.0271 | 12.55% | 0.0032
2023-03-30 01:09 | 0.0238 | 0.027 | 12.6% | 0.0032
2023-03-30 01:10 | 0.0238 | 0.027 | 12.6% | 0.0032
2023-03-30 01:11 | 0.024 | 0.0271 | 12.13% | 0.0031
2023-03-30 01:12 | 0.0239 | 0.0271 | 12.55% | 0.0032
2023-03-30 01:13 | 0.0239 | 0.0272 | 12.92% | 0.0033
2023-03-30 01:14 | 0.0238 | 0.027 | 12.6% | 0.0032
2023-03-30 01:15 | 0.0238 | 0.027 | 12.6% | 0.0032
2023-03-30 01:16 | 0.0239 | 0.0271 | 12.55% | 0.0032
2023-03-30 01:17 | 0.0239 | 0.027 | 12.18% | 0.0031
2023-03-30 01:18 | 0.0238 | 0.0271 | 12.97% | 0.0033
2023-03-30 01:19 | 0.0238 | 0.0271 | 12.97% | 0.0033
2023-03-30 01:20 | 0.024 | 0.0272 | 12.5% | 0.0032
2023-03-30 01:21 | 0.024 | 0.0272 | 12.5% | 0.0032
2023-03-30 01:22 | 0.0239 | 0.0273 | 13.28% | 0.0034
2023-03-30 01:23 | 0.0238 | 0.0271 | 12.97% | 0.0033
2023-03-30 01:24 | 0.024 | 0.027 | 11.76% | 0.003
2023-03-30 01:25 | 0.0239 | 0.027 | 12.18% | 0.0031
2023-03-30 01:26 | 0.024 | 0.027 | 11.76% | 0.003
2023-03-30 01:27 | 0.0241 | 0.0271 | 11.72% | 0.003
2023-03-30 01:28 | 0.0239 | 0.0271 | 12.55% | 0.0032
2023-03-30 01:29 | 0.024 | 0.0271 | 12.13% | 0.0031
2023-03-30 01:30 | 0.0239 | 0.027 | 12.18% | 0.0031
2023-03-30 01:31 | 0.0239 | 0.0269 | 11.81% | 0.003
2023-03-30 01:32 | 0.024 | 0.027 | 11.76% | 0.003
2023-03-30 01:33 | 0.024 | 0.0273 | 12.87% | 0.0033
2023-03-30 01:34 | 0.0239 | 0.027 | 12.18% | 0.0031
2023-03-30 01:35 | 0.0239 | 0.0271 | 12.55% | 0.0032
2023-03-30 01:36 | 0.0239 | 0.0272 | 12.92% | 0.0033
2023-03-30 01:37 | 0.0237 | 0.0273 | 14.12% | 0.0036
2023-03-30 01:38 | 0.0241 | 0.0271 | 11.72% | 0.003
2023-03-30 01:39 | 0.0238 | 0.0272 | 13.33% | 0.0034
2023-03-30 01:40 | 0.0239 | 0.0271 | 12.55% | 0.0032
2023-03-30 01:41 | 0.0239 | 0.0272 | 12.92% | 0.0033
2023-03-30 01:42 | 0.0238 | 0.0271 | 12.97% | 0.0033
2023-03-30 01:43 | 0.0238 | 0.027 | 12.6% | 0.0032
2023-03-30 01:44 | 0.0239 | 0.0269 | 11.81% | 0.003
2023-03-30 01:45 | 0.0238 | 0.0271 | 12.97% | 0.0033
2023-03-30 01:46 | 0.024 | 0.0272 | 12.5% | 0.0032
2023-03-30 01:47 | 0.0238 | 0.027 | 12.6% | 0.0032
2023-03-30 01:48 | 0.0238 | 0.0272 | 13.33% | 0.0034
2023-03-30 01:49 | 0.0238 | 0.0271 | 12.97% | 0.0033
2023-03-30 01:50 | 0.0238 | 0.0272 | 13.33% | 0.0034
2023-03-30 01:51 | 0.024 | 0.0271 | 12.13% | 0.0031
2023-03-30 01:52 | 0.024 | 0.0272 | 12.5% | 0.0032
2023-03-30 01:53 | 0.024 | 0.0272 | 12.5% | 0.0032
2023-03-30 01:54 | 0.0239 | 0.0272 | 12.92% | 0.0033
2023-03-30 01:55 | 0.0239 | 0.0273 | 13.28% | 0.0034
2023-03-30 01:56 | 0.024 | 0.0271 | 12.13% | 0.0031
2023-03-30 01:57 | 0.0238 | 0.0271 | 12.97% | 0.0033
2023-03-30 01:58 | 0.0238 | 0.0271 | 12.97% | 0.0033
2023-03-30 01:59 | 0.0238 | 0.0272 | 13.33% | 0.0034
2023-03-30 02:00 | 0.0238 | 0.0271 | 12.97% | 0.0033
2023-03-30 02:01 | 0.0236 | 0.0269 | 13.07% | 0.0033
2023-03-30 02:02 | 0.0236 | 0.027 | 13.44% | 0.0034
2023-03-30 02:03 | 0.0236 | 0.0269 | 13.07% | 0.0033
2023-03-30 02:04 | 0.0236 | 0.0268 | 12.7% | 0.0032
2023-03-30 02:05 | 0.0238 | 0.0268 | 11.86% | 0.003
2023-03-30 02:06 | 0.0237 | 0.0267 | 11.9% | 0.003
2023-03-30 02:07 | 0.0236 | 0.027 | 13.44% | 0.0034
2023-03-30 02:08 | 0.0237 | 0.0269 | 12.65% | 0.0032
2023-03-30 02:09 | 0.0236 | 0.027 | 13.44% | 0.0034
2023-03-30 02:10 | 0.0237 | 0.027 | 13.02% | 0.0033
2023-03-30 02:11 | 0.0238 | 0.0268 | 11.86% | 0.003
2023-03-30 02:12 | 0.0238 | 0.0268 | 11.86% | 0.003
2023-03-30 02:13 | 0.0236 | 0.0268 | 12.7% | 0.0032
2023-03-30 02:14 | 0.0234 | 0.027 | 14.29% | 0.0036
2023-03-30 02:15 | 0.0234 | 0.027 | 14.29% | 0.0036
2023-03-30 02:16 | 0.0234 | 0.027 | 14.29% | 0.0036
2023-03-30 02:17 | 0.0235 | 0.027 | 13.86% | 0.0035
2023-03-30 02:18 | 0.0236 | 0.0271 | 13.81% | 0.0035
2023-03-30 02:19 | 0.0235 | 0.0269 | 13.49% | 0.0034
2023-03-30 02:20 | 0.0235 | 0.027 | 13.86% | 0.0035
2023-03-30 02:21 | 0.0235 | 0.027 | 13.86% | 0.0035
2023-03-30 02:22 | 0.0236 | 0.0271 | 13.81% | 0.0035
2023-03-30 02:23 | 0.0235 | 0.027 | 13.86% | 0.0035
2023-03-30 02:24 | 0.0237 | 0.0269 | 12.65% | 0.0032
2023-03-30 02:25 | 0.0237 | 0.027 | 13.02% | 0.0033
2023-03-30 02:26 | 0.0236 | 0.0269 | 13.07% | 0.0033
2023-03-30 02:27 | 0.0236 | 0.0269 | 13.07% | 0.0033
2023-03-30 02:28 | 0.0237 | 0.0269 | 12.65% | 0.0032
2023-03-30 02:29 | 0.0237 | 0.0268 | 12.28% | 0.0031
2023-03-30 02:30 | 0.0239 | 0.0268 | 11.44% | 0.0029
2023-03-30 02:31 | 0.0237 | 0.0268 | 12.28% | 0.0031
2023-03-30 02:32 | 0.0236 | 0.0267 | 12.33% | 0.0031
2023-03-30 02:33 | 0.0236 | 0.0268 | 12.7% | 0.0032
2023-03-30 02:34 | 0.0237 | 0.0268 | 12.28% | 0.0031
2023-03-30 02:35 | 0.0236 | 0.0265 | 11.58% | 0.0029
2023-03-30 02:36 | 0.0237 | 0.0269 | 12.65% | 0.0032
2023-03-30 02:37 | 0.0237 | 0.0267 | 11.9% | 0.003
2023-03-30 02:38 | 0.0236 | 0.027 | 13.44% | 0.0034
2023-03-30 02:39 | 0.0237 | 0.0267 | 11.9% | 0.003
2023-03-30 02:40 | 0.0236 | 0.0268 | 12.7% | 0.0032
2023-03-30 02:41 | 0.0237 | 0.0267 | 11.9% | 0.003
2023-03-30 02:42 | 0.0237 | 0.0269 | 12.65% | 0.0032
2023-03-30 02:43 | 0.0236 | 0.0268 | 12.7% | 0.0032
2023-03-30 02:44 | 0.0237 | 0.0268 | 12.28% | 0.0031
2023-03-30 02:45 | 0.0238 | 0.0269 | 12.23% | 0.0031
2023-03-30 02:46 | 0.0236 | 0.0269 | 13.07% | 0.0033
2023-03-30 02:47 | 0.0236 | 0.0269 | 13.07% | 0.0033
2023-03-30 02:48 | 0.0236 | 0.0268 | 12.7% | 0.0032
2023-03-30 02:49 | 0.0237 | 0.0268 | 12.28% | 0.0031
2023-03-30 02:50 | 0.0235 | 0.0269 | 13.49% | 0.0034
2023-03-30 02:51 | 0.0237 | 0.0271 | 13.39% | 0.0034
2023-03-30 02:52 | 0.0237 | 0.027 | 13.02% | 0.0033
2023-03-30 02:53 | 0.0237 | 0.027 | 13.02% | 0.0033
2023-03-30 02:54 | 0.0236 | 0.0268 | 12.7% | 0.0032
2023-03-30 02:55 | 0.0236 | 0.027 | 13.44% | 0.0034
2023-03-30 02:56 | 0.0238 | 0.0269 | 12.23% | 0.0031
2023-03-30 02:57 | 0.0237 | 0.0269 | 12.65% | 0.0032
2023-03-30 02:58 | 0.0237 | 0.0268 | 12.28% | 0.0031
2023-03-30 02:59 | 0.0237 | 0.0268 | 12.28% | 0.0031
2023-03-30 03:00 | 0.0235 | 0.027 | 13.86% | 0.0035
2023-03-30 03:01 | 0.0236 | 0.0269 | 13.07% | 0.0033
2023-03-30 03:02 | 0.0236 | 0.0269 | 13.07% | 0.0033
2023-03-30 03:03 | 0.0235 | 0.027 | 13.86% | 0.0035
2023-03-30 03:04 | 0.0234 | 0.0268 | 13.55% | 0.0034
2023-03-30 03:05 | 0.0234 | 0.0269 | 13.92% | 0.0035
2023-03-30 03:06 | 0.0236 | 0.0268 | 12.7% | 0.0032
2023-03-30 03:07 | 0.0235 | 0.0269 | 13.49% | 0.0034
2023-03-30 03:08 | 0.0235 | 0.0269 | 13.49% | 0.0034
2023-03-30 03:09 | 0.0236 | 0.0266 | 11.95% | 0.003
2023-03-30 03:10 | 0.0235 | 0.0268 | 13.12% | 0.0033
2023-03-30 03:11 | 0.0235 | 0.027 | 13.86% | 0.0035
2023-03-30 03:12 | 0.0236 | 0.0269 | 13.07% | 0.0033
2023-03-30 03:13 | 0.0236 | 0.0268 | 12.7% | 0.0032
2023-03-30 03:14 | 0.0238 | 0.0269 | 12.23% | 0.0031
2023-03-30 03:15 | 0.0236 | 0.0269 | 13.07% | 0.0033
2023-03-30 03:16 | 0.0235 | 0.0267 | 12.75% | 0.0032
2023-03-30 03:17 | 0.0235 | 0.0268 | 13.12% | 0.0033
2023-03-30 03:18 | 0.0235 | 0.0268 | 13.12% | 0.0033
2023-03-30 03:19 | 0.0235 | 0.0268 | 13.12% | 0.0033
2023-03-30 03:20 | 0.0237 | 0.0269 | 12.65% | 0.0032
2023-03-30 03:21 | 0.0237 | 0.027 | 13.02% | 0.0033
2023-03-30 03:22 | 0.0236 | 0.0267 | 12.33% | 0.0031
2023-03-30 03:23 | 0.0237 | 0.0267 | 11.9% | 0.003
2023-03-30 03:24 | 0.0237 | 0.0268 | 12.28% | 0.0031
2023-03-30 03:25 | 0.0236 | 0.0267 | 12.33% | 0.0031
2023-03-30 03:26 | 0.0236 | 0.0268 | 12.7% | 0.0032
2023-03-30 03:27 | 0.0237 | 0.0267 | 11.9% | 0.003
2023-03-30 03:28 | 0.0237 | 0.0266 | 11.53% | 0.0029
2023-03-30 03:29 | 0.0238 | 0.0267 | 11.49% | 0.0029
2023-03-30 03:30 | 0.0236 | 0.0267 | 12.33% | 0.0031
2023-03-30 03:31 | 0.0236 | 0.0267 | 12.33% | 0.0031
2023-03-30 03:32 | 0.0236 | 0.0268 | 12.7% | 0.0032
2023-03-30 03:33 | 0.0236 | 0.0268 | 12.7% | 0.0032
2023-03-30 03:34 | 0.0237 | 0.0267 | 11.9% | 0.003
2023-03-30 03:35 | 0.0236 | 0.0267 | 12.33% | 0.0031
2023-03-30 03:36 | 0.0236 | 0.027 | 13.44% | 0.0034
2023-03-30 03:37 | 0.0236 | 0.0267 | 12.33% | 0.0031
2023-03-30 03:38 | 0.0235 | 0.0267 | 12.75% | 0.0032
2023-03-30 03:39 | 0.0234 | 0.0268 | 13.55% | 0.0034
2023-03-30 03:40 | 0.0232 | 0.0269 | 14.77% | 0.0037
2023-03-30 03:41 | 0.0235 | 0.0269 | 13.49% | 0.0034
2023-03-30 03:42 | 0.0234 | 0.0269 | 13.92% | 0.0035
2023-03-30 03:43 | 0.0233 | 0.0267 | 13.6% | 0.0034
2023-03-30 03:44 | 0.0233 | 0.0268 | 13.97% | 0.0035
2023-03-30 03:45 | 0.0233 | 0.0269 | 14.34% | 0.0036
2023-03-30 03:46 | 0.0234 | 0.0269 | 13.92% | 0.0035
2023-03-30 03:47 | 0.0234 | 0.0267 | 13.17% | 0.0033
2023-03-30 03:48 | 0.0233 | 0.0268 | 13.97% | 0.0035
2023-03-30 03:49 | 0.0233 | 0.0268 | 13.97% | 0.0035
2023-03-30 03:50 | 0.0236 | 0.0266 | 11.95% | 0.003
2023-03-30 03:51 | 0.0234 | 0.0268 | 13.55% | 0.0034
2023-03-30 03:52 | 0.0235 | 0.0268 | 13.12% | 0.0033
2023-03-30 03:53 | 0.0235 | 0.0267 | 12.75% | 0.0032
2023-03-30 03:54 | 0.0234 | 0.0269 | 13.92% | 0.0035
2023-03-30 03:55 | 0.0235 | 0.0269 | 13.49% | 0.0034
2023-03-30 03:56 | 0.0235 | 0.0267 | 12.75% | 0.0032
2023-03-30 03:57 | 0.0235 | 0.0266 | 12.38% | 0.0031
2023-03-30 03:58 | 0.0236 | 0.0267 | 12.33% | 0.0031
2023-03-30 03:59 | 0.0236 | 0.0266 | 11.95% | 0.003
2023-03-30 04:00 | 0.0235 | 0.0267 | 12.75% | 0.0032
2023-03-30 04:01 | 0.0234 | 0.0267 | 13.17% | 0.0033
2023-03-30 04:02 | 0.0236 | 0.0267 | 12.33% | 0.0031
2023-03-30 04:03 | 0.0237 | 0.0266 | 11.53% | 0.0029
2023-03-30 04:04 | 0.0234 | 0.0266 | 12.8% | 0.0032
2023-03-30 04:05 | 0.0235 | 0.0265 | 12% | 0.003
2023-03-30 04:06 | 0.0234 | 0.0266 | 12.8% | 0.0032
2023-03-30 04:07 | 0.0234 | 0.0267 | 13.17% | 0.0033
2023-03-30 04:08 | 0.0234 | 0.0265 | 12.42% | 0.0031
2023-03-30 04:09 | 0.0234 | 0.0266 | 12.8% | 0.0032
2023-03-30 04:10 | 0.0232 | 0.0268 | 14.4% | 0.0036
2023-03-30 04:11 | 0.0233 | 0.0268 | 13.97% | 0.0035
2023-03-30 04:12 | 0.0233 | 0.0268 | 13.97% | 0.0035
2023-03-30 04:13 | 0.0233 | 0.0265 | 12.85% | 0.0032
2023-03-30 04:14 | 0.0234 | 0.0267 | 13.17% | 0.0033
2023-03-30 04:15 | 0.0234 | 0.0266 | 12.8% | 0.0032
2023-03-30 04:16 | 0.0233 | 0.0265 | 12.85% | 0.0032
2023-03-30 04:17 | 0.0232 | 0.0267 | 14.03% | 0.0035
2023-03-30 04:18 | 0.0234 | 0.0267 | 13.17% | 0.0033
2023-03-30 04:19 | 0.0235 | 0.0265 | 12% | 0.003
2023-03-30 04:20 | 0.0235 | 0.0266 | 12.38% | 0.0031
2023-03-30 04:21 | 0.0234 | 0.0267 | 13.17% | 0.0033
2023-03-30 04:22 | 0.0235 | 0.0265 | 12% | 0.003
2023-03-30 04:23 | 0.0236 | 0.0267 | 12.33% | 0.0031
2023-03-30 04:24 | 0.0233 | 0.0267 | 13.6% | 0.0034
2023-03-30 04:25 | 0.0234 | 0.0266 | 12.8% | 0.0032
2023-03-30 04:26 | 0.0235 | 0.0266 | 12.38% | 0.0031
2023-03-30 04:27 | 0.0235 | 0.0267 | 12.75% | 0.0032
2023-03-30 04:28 | 0.0236 | 0.0266 | 11.95% | 0.003
2023-03-30 04:29 | 0.0237 | 0.0265 | 11.16% | 0.0028
2023-03-30 04:30 | 0.0235 | 0.0266 | 12.38% | 0.0031
2023-03-30 04:31 | 0.0236 | 0.0266 | 11.95% | 0.003
2023-03-30 04:32 | 0.0236 | 0.0264 | 11.2% | 0.0028
2023-03-30 04:33 | 0.0234 | 0.0265 | 12.42% | 0.0031
2023-03-30 04:34 | 0.0235 | 0.0266 | 12.38% | 0.0031
2023-03-30 04:35 | 0.0236 | 0.0266 | 11.95% | 0.003
2023-03-30 04:36 | 0.0234 | 0.0265 | 12.42% | 0.0031
2023-03-30 04:37 | 0.0234 | 0.0265 | 12.42% | 0.0031
2023-03-30 04:38 | 0.0234 | 0.0267 | 13.17% | 0.0033
2023-03-30 04:39 | 0.0235 | 0.0266 | 12.38% | 0.0031
2023-03-30 04:40 | 0.0234 | 0.0267 | 13.17% | 0.0033
2023-03-30 04:41 | 0.0233 | 0.0267 | 13.6% | 0.0034
2023-03-30 04:42 | 0.0232 | 0.0267 | 14.03% | 0.0035
2023-03-30 04:43 | 0.0233 | 0.0265 | 12.85% | 0.0032
2023-03-30 04:44 | 0.0233 | 0.0264 | 12.47% | 0.0031
2023-03-30 04:45 | 0.0233 | 0.0264 | 12.47% | 0.0031
2023-03-30 04:46 | 0.0233 | 0.0264 | 12.47% | 0.0031
2023-03-30 04:47 | 0.0234 | 0.0266 | 12.8% | 0.0032
2023-03-30 04:48 | 0.0234 | 0.0266 | 12.8% | 0.0032
2023-03-30 04:49 | 0.0233 | 0.0264 | 12.47% | 0.0031
2023-03-30 04:50 | 0.0233 | 0.0265 | 12.85% | 0.0032
2023-03-30 04:51 | 0.0233 | 0.0264 | 12.47% | 0.0031
2023-03-30 04:52 | 0.0233 | 0.0265 | 12.85% | 0.0032
2023-03-30 04:53 | 0.0233 | 0.0266 | 13.23% | 0.0033
2023-03-30 04:54 | 0.0233 | 0.0265 | 12.85% | 0.0032
2023-03-30 04:55 | 0.0231 | 0.0265 | 13.71% | 0.0034
2023-03-30 04:56 | 0.0233 | 0.0264 | 12.47% | 0.0031
2023-03-30 04:57 | 0.0233 | 0.0265 | 12.85% | 0.0032
2023-03-30 04:58 | 0.0233 | 0.0266 | 13.23% | 0.0033
2023-03-30 04:59 | 0.0236 | 0.0267 | 12.33% | 0.0031
2023-03-30 05:00 | 0.0236 | 0.0266 | 11.95% | 0.003
2023-03-30 05:01 | 0.0237 | 0.0265 | 11.16% | 0.0028
2023-03-30 05:02 | 0.0235 | 0.0265 | 12% | 0.003
2023-03-30 05:03 | 0.0235 | 0.0267 | 12.75% | 0.0032
2023-03-30 05:04 | 0.0237 | 0.0268 | 12.28% | 0.0031
2023-03-30 05:05 | 0.0237 | 0.0267 | 11.9% | 0.003
2023-03-30 05:06 | 0.0236 | 0.0264 | 11.2% | 0.0028
2023-03-30 05:07 | 0.0234 | 0.0266 | 12.8% | 0.0032
2023-03-30 05:08 | 0.0234 | 0.0264 | 12.05% | 0.003
2023-03-30 05:09 | 0.0236 | 0.0265 | 11.58% | 0.0029
2023-03-30 05:10 | 0.0237 | 0.0266 | 11.53% | 0.0029
2023-03-30 05:11 | 0.0234 | 0.0265 | 12.42% | 0.0031
2023-03-30 05:12 | 0.0235 | 0.0267 | 12.75% | 0.0032
2023-03-30 05:13 | 0.0233 | 0.0266 | 13.23% | 0.0033
2023-03-30 05:14 | 0.0233 | 0.0267 | 13.6% | 0.0034
2023-03-30 05:15 | 0.0233 | 0.0267 | 13.6% | 0.0034
2023-03-30 05:16 | 0.0232 | 0.0269 | 14.77% | 0.0037
2023-03-30 05:17 | 0.0233 | 0.0268 | 13.97% | 0.0035
2023-03-30 05:18 | 0.0235 | 0.0268 | 13.12% | 0.0033
2023-03-30 05:19 | 0.0234 | 0.0267 | 13.17% | 0.0033
2023-03-30 05:20 | 0.0234 | 0.0269 | 13.92% | 0.0035
2023-03-30 05:21 | 0.0232 | 0.0267 | 14.03% | 0.0035
2023-03-30 05:22 | 0.0234 | 0.0269 | 13.92% | 0.0035
2023-03-30 05:23 | 0.0235 | 0.0269 | 13.49% | 0.0034
2023-03-30 05:24 | 0.0235 | 0.0267 | 12.75% | 0.0032
2023-03-30 05:25 | 0.0235 | 0.0268 | 13.12% | 0.0033
2023-03-30 05:26 | 0.0235 | 0.0266 | 12.38% | 0.0031
2023-03-30 05:27 | 0.0236 | 0.0266 | 11.95% | 0.003
2023-03-30 05:28 | 0.0237 | 0.0268 | 12.28% | 0.0031
2023-03-30 05:29 | 0.0235 | 0.0266 | 12.38% | 0.0031
2023-03-30 05:30 | 0.0236 | 0.0268 | 12.7% | 0.0032
2023-03-30 05:31 | 0.0235 | 0.0266 | 12.38% | 0.0031
2023-03-30 05:32 | 0.0235 | 0.0267 | 12.75% | 0.0032
2023-03-30 05:33 | 0.0235 | 0.0267 | 12.75% | 0.0032
2023-03-30 05:34 | 0.0236 | 0.0267 | 12.33% | 0.0031
2023-03-30 05:35 | 0.0235 | 0.0267 | 12.75% | 0.0032
2023-03-30 05:36 | 0.0234 | 0.0267 | 13.17% | 0.0033
2023-03-30 05:37 | 0.0235 | 0.0266 | 12.38% | 0.0031
2023-03-30 05:38 | 0.0234 | 0.0267 | 13.17% | 0.0033
2023-03-30 05:39 | 0.0235 | 0.0268 | 13.12% | 0.0033
2023-03-30 05:40 | 0.0237 | 0.0266 | 11.53% | 0.0029
2023-03-30 05:41 | 0.0236 | 0.0268 | 12.7% | 0.0032
2023-03-30 05:42 | 0.0234 | 0.0268 | 13.55% | 0.0034
2023-03-30 05:43 | 0.0235 | 0.0267 | 12.75% | 0.0032
2023-03-30 05:44 | 0.0234 | 0.0268 | 13.55% | 0.0034
2023-03-30 05:45 | 0.0233 | 0.0266 | 13.23% | 0.0033
2023-03-30 05:46 | 0.0236 | 0.0267 | 12.33% | 0.0031
2023-03-30 05:47 | 0.0233 | 0.0265 | 12.85% | 0.0032
2023-03-30 05:48 | 0.0229 | 0.0266 | 14.95% | 0.0037
2023-03-30 05:49 | 0.023 | 0.0264 | 13.77% | 0.0034
2023-03-30 05:50 | 0.0231 | 0.0263 | 12.96% | 0.0032
2023-03-30 05:51 | 0.0233 | 0.0264 | 12.47% | 0.0031
2023-03-30 05:52 | 0.0232 | 0.0265 | 13.28% | 0.0033
2023-03-30 05:53 | 0.0231 | 0.0265 | 13.71% | 0.0034
2023-03-30 05:54 | 0.0231 | 0.0264 | 13.33% | 0.0033
2023-03-30 05:55 | 0.0233 | 0.0266 | 13.23% | 0.0033
2023-03-30 05:56 | 0.0233 | 0.0267 | 13.6% | 0.0034
2023-03-30 05:57 | 0.0233 | 0.0266 | 13.23% | 0.0033
2023-03-30 05:58 | 0.0233 | 0.0266 | 13.23% | 0.0033
2023-03-30 05:59 | 0.0234 | 0.0265 | 12.42% | 0.0031
2023-03-30 06:00 | 0.0236 | 0.0266 | 11.95% | 0.003
2023-03-30 06:01 | 0.0232 | 0.0266 | 13.65% | 0.0034
2023-03-30 06:02 | 0.0235 | 0.0264 | 11.62% | 0.0029
2023-03-30 06:03 | 0.0234 | 0.0265 | 12.42% | 0.0031
2023-03-30 06:04 | 0.0233 | 0.0266 | 13.23% | 0.0033
2023-03-30 06:05 | 0.0232 | 0.0264 | 12.9% | 0.0032
2023-03-30 06:06 | 0.0234 | 0.0265 | 12.42% | 0.0031
2023-03-30 06:07 | 0.0234 | 0.0266 | 12.8% | 0.0032
2023-03-30 06:08 | 0.0235 | 0.0264 | 11.62% | 0.0029
2023-03-30 06:09 | 0.0234 | 0.0264 | 12.05% | 0.003
2023-03-30 06:10 | 0.0234 | 0.0263 | 11.67% | 0.0029
2023-03-30 06:11 | 0.0234 | 0.0264 | 12.05% | 0.003
2023-03-30 06:12 | 0.0233 | 0.0266 | 13.23% | 0.0033
2023-03-30 06:13 | 0.0234 | 0.0263 | 11.67% | 0.0029
2023-03-30 06:14 | 0.0233 | 0.0263 | 12.1% | 0.003
2023-03-30 06:15 | 0.0232 | 0.0265 | 13.28% | 0.0033
2023-03-30 06:16 | 0.0232 | 0.0264 | 12.9% | 0.0032
2023-03-30 06:17 | 0.0233 | 0.0265 | 12.85% | 0.0032
2023-03-30 06:18 | 0.0233 | 0.0264 | 12.47% | 0.0031
2023-03-30 06:19 | 0.0232 | 0.0264 | 12.9% | 0.0032
2023-03-30 06:20 | 0.0232 | 0.0265 | 13.28% | 0.0033
2023-03-30 06:21 | 0.0232 | 0.0264 | 12.9% | 0.0032
2023-03-30 06:22 | 0.0233 | 0.0264 | 12.47% | 0.0031
2023-03-30 06:23 | 0.023 | 0.0263 | 13.39% | 0.0033
2023-03-30 06:24 | 0.0232 | 0.0263 | 12.53% | 0.0031
2023-03-30 06:25 | 0.023 | 0.0262 | 13.01% | 0.0032
2023-03-30 06:26 | 0.0229 | 0.0261 | 13.06% | 0.0032
2023-03-30 06:27 | 0.0229 | 0.0261 | 13.06% | 0.0032
2023-03-30 06:28 | 0.0229 | 0.0262 | 13.44% | 0.0033
2023-03-30 06:29 | 0.0228 | 0.026 | 13.11% | 0.0032
2023-03-30 06:30 | 0.0229 | 0.0261 | 13.06% | 0.0032
2023-03-30 06:31 | 0.0229 | 0.0258 | 11.91% | 0.0029
2023-03-30 06:32 | 0.023 | 0.0262 | 13.01% | 0.0032
2023-03-30 06:33 | 0.0231 | 0.0264 | 13.33% | 0.0033
2023-03-30 06:34 | 0.0233 | 0.026 | 10.95% | 0.0027
2023-03-30 06:35 | 0.0234 | 0.0262 | 11.29% | 0.0028
2023-03-30 06:36 | 0.0234 | 0.0263 | 11.67% | 0.0029
2023-03-30 06:37 | 0.0234 | 0.0262 | 11.29% | 0.0028
2023-03-30 06:38 | 0.0231 | 0.0262 | 12.58% | 0.0031
2023-03-30 06:39 | 0.023 | 0.0261 | 12.63% | 0.0031
2023-03-30 06:40 | 0.0232 | 0.0262 | 12.15% | 0.003
2023-03-30 06:41 | 0.0231 | 0.0264 | 13.33% | 0.0033
2023-03-30 06:42 | 0.0232 | 0.0265 | 13.28% | 0.0033
2023-03-30 06:43 | 0.0233 | 0.0265 | 12.85% | 0.0032
2023-03-30 06:44 | 0.0232 | 0.0264 | 12.9% | 0.0032
2023-03-30 06:45 | 0.0232 | 0.0265 | 13.28% | 0.0033
2023-03-30 06:46 | 0.023 | 0.0259 | 11.86% | 0.0029
2023-03-30 06:47 | 0.0232 | 0.026 | 11.38% | 0.0028
2023-03-30 06:48 | 0.0231 | 0.026 | 11.81% | 0.0029
2023-03-30 06:49 | 0.0231 | 0.0258 | 11.04% | 0.0027
2023-03-30 06:50 | 0.0231 | 0.0257 | 10.66% | 0.0026
2023-03-30 06:51 | 0.023 | 0.0259 | 11.86% | 0.0029
2023-03-30 06:52 | 0.0231 | 0.026 | 11.81% | 0.0029
2023-03-30 06:53 | 0.0231 | 0.0259 | 11.43% | 0.0028
2023-03-30 06:54 | 0.0231 | 0.0262 | 12.58% | 0.0031
2023-03-30 06:55 | 0.0232 | 0.0262 | 12.15% | 0.003
2023-03-30 06:56 | 0.023 | 0.0263 | 13.39% | 0.0033
2023-03-30 06:57 | 0.0231 | 0.0261 | 12.2% | 0.003
2023-03-30 06:58 | 0.0231 | 0.0262 | 12.58% | 0.0031
2023-03-30 06:59 | 0.0233 | 0.0263 | 12.1% | 0.003
2023-03-30 07:00 | 0.0232 | 0.0262 | 12.15% | 0.003
2023-03-30 07:01 | 0.0231 | 0.026 | 11.81% | 0.0029
2023-03-30 07:02 | 0.0235 | 0.0264 | 11.62% | 0.0029
2023-03-30 07:03 | 0.0235 | 0.0264 | 11.62% | 0.0029
2023-03-30 07:04 | 0.0234 | 0.0265 | 12.42% | 0.0031
2023-03-30 07:05 | 0.0234 | 0.0264 | 12.05% | 0.003
2023-03-30 07:06 | 0.0234 | 0.0263 | 11.67% | 0.0029
2023-03-30 07:07 | 0.0234 | 0.0262 | 11.29% | 0.0028
2023-03-30 07:08 | 0.0234 | 0.0264 | 12.05% | 0.003
2023-03-30 07:09 | 0.0233 | 0.0264 | 12.47% | 0.0031
2023-03-30 07:10 | 0.0234 | 0.0263 | 11.67% | 0.0029
2023-03-30 07:11 | 0.0858 | 0.0821 | -4.407% | -0.0037
2023-03-30 07:12 | 0.3028 | 0.2774 | -8.756% | -0.0254
2023-03-30 07:13 | 0.4782 | 0.451 | -5.854% | -0.0272
2023-03-30 07:14 | 0.6763 | 0.6489 | -4.135% | -0.0274
2023-03-30 07:15 | 0.7501 | 0.7187 | -4.276% | -0.0314
2023-03-30 07:16 | 0.7707 | 0.7378 | -4.362% | -0.0329
2023-03-30 07:17 | 0.8413 | 0.8045 | -4.472% | -0.0368
2023-03-30 07:18 | 1.1115 | 1.0598 | -4.762% | -0.0517
2023-03-30 07:19 | 1.286 | 1.2247 | -4.883% | -0.0613
2023-03-30 07:20 | 1.3717 | 1.3061 | -4.9% | -0.0656
2023-03-30 07:21 | 1.3785 | 1.3124 | -4.913% | -0.0661
2023-03-30 07:22 | 1.3522 | 1.2877 | -4.887% | -0.0645
2023-03-30 07:23 | 1.2749 | 1.2145 | -4.853% | -0.0604
2023-03-30 07:24 | 1.2618 | 1.2021 | -4.846% | -0.0597
2023-03-30 07:25 | 1.2167 | 1.1591 | -4.849% | -0.0576
2023-03-30 07:26 | 1.1332 | 1.0802 | -4.789% | -0.053
2023-03-30 07:27 | 1.1204 | 1.068 | -4.789% | -0.0524
2023-03-30 07:28 | 1.1079 | 1.0562 | -4.778% | -0.0517
2023-03-30 07:29 | 1.0906 | 1.0397 | -4.779% | -0.0509
2023-03-30 07:30 | 1.0819 | 1.0313 | -4.789% | -0.0506
2023-03-30 07:31 | 1.0707 | 1.0209 | -4.762% | -0.0498
2023-03-30 07:32 | 1.1074 | 1.0562 | -4.733% | -0.0512
2023-03-30 07:33 | 1.1099 | 1.0585 | -4.741% | -0.0514
2023-03-30 07:34 | 1.0732 | 1.0234 | -4.751% | -0.0498
2023-03-30 07:35 | 1.0714 | 1.0215 | -4.769% | -0.0499
2023-03-30 07:36 | 1.067 | 1.0174 | -4.759% | -0.0496
2023-03-30 07:37 | 1.0553 | 1.0063 | -4.754% | -0.049
2023-03-30 07:38 | 1.0514 | 1.0027 | -4.742% | -0.0487
2023-03-30 07:39 | 1.0445 | 0.9964 | -4.714% | -0.0481
2023-03-30 07:40 | 1.0941 | 1.0431 | -4.773% | -0.051
2023-03-30 07:41 | 1.1389 | 1.0857 | -4.783% | -0.0532
2023-03-30 07:42 | 1.1409 | 1.0876 | -4.783% | -0.0533
2023-03-30 07:43 | 1.1403 | 1.0873 | -4.758% | -0.053
2023-03-30 07:44 | 1.1417 | 1.0883 | -4.789% | -0.0534
2023-03-30 07:45 | 1.1419 | 1.0888 | -4.761% | -0.0531
2023-03-30 07:46 | 1.1418 | 1.0885 | -4.78% | -0.0533
2023-03-30 07:47 | 1.1434 | 1.0898 | -4.8% | -0.0536
2023-03-30 07:48 | 1.1431 | 1.0893 | -4.82% | -0.0538
2023-03-30 07:49 | 1.142 | 1.0882 | -4.825% | -0.0538
2023-03-30 07:50 | 1.1442 | 1.0904 | -4.815% | -0.0538
2023-03-30 07:51 | 1.1455 | 1.0916 | -4.819% | -0.0539
2023-03-30 07:52 | 1.1452 | 1.0914 | -4.811% | -0.0538
2023-03-30 07:53 | 1.1494 | 1.0951 | -4.838% | -0.0543
2023-03-30 07:54 | 1.1648 | 1.1099 | -4.827% | -0.0549
2023-03-30 07:55 | 1.0845 | 1.0337 | -4.797% | -0.0508
2023-03-30 07:56 | 1.0859 | 1.0353 | -4.771% | -0.0506
2023-03-30 07:57 | 1.0202 | 0.9733 | -4.705% | -0.0469
2023-03-30 07:58 | 1.0107 | 0.9639 | -4.74% | -0.0468
2023-03-30 07:59 | 1.0182 | 0.9712 | -4.725% | -0.047
2023-03-30 08:00 | 0.9746 | 0.9301 | -4.673% | -0.0445
2023-03-30 08:01 | 0.9687 | 0.9244 | -4.68% | -0.0443
2023-03-30 08:02 | 0.9198 | 0.8779 | -4.662% | -0.0419
2023-03-30 08:03 | 0.9112 | 0.87 | -4.626% | -0.0412
2023-03-30 08:04 | 0.9203 | 0.8785 | -4.648% | -0.0418
2023-03-30 08:05 | 0.8745 | 0.8354 | -4.573% | -0.0391
2023-03-30 08:06 | 0.8541 | 0.8158 | -4.587% | -0.0383
2023-03-30 08:07 | 0.8321 | 0.7954 | -4.51% | -0.0367
2023-03-30 08:08 | 0.8648 | 0.8261 | -4.577% | -0.0387
2023-03-30 08:09 | 0.8655 | 0.8269 | -4.562% | -0.0386
2023-03-30 08:10 | 0.876 | 0.8367 | -4.589% | -0.0393
2023-03-30 08:11 | 0.8742 | 0.8348 | -4.611% | -0.0394
2023-03-30 08:12 | 0.8748 | 0.8358 | -4.56% | -0.039
2023-03-30 08:13 | 0.877 | 0.838 | -4.548% | -0.039
2023-03-30 08:14 | 0.879 | 0.84 | -4.538% | -0.039
2023-03-30 08:15 | 0.8791 | 0.8399 | -4.561% | -0.0392
2023-03-30 08:16 | 0.8718 | 0.833 | -4.552% | -0.0388
2023-03-30 08:17 | 0.8646 | 0.8262 | -4.542% | -0.0384
2023-03-30 08:18 | 0.9158 | 0.8744 | -4.625% | -0.0414
2023-03-30 08:19 | 0.9156 | 0.874 | -4.649% | -0.0416
2023-03-30 08:20 | 0.961 | 0.9168 | -4.708% | -0.0442
2023-03-30 08:21 | 0.9649 | 0.921 | -4.656% | -0.0439
2023-03-30 08:22 | 0.9642 | 0.9205 | -4.637% | -0.0437
2023-03-30 08:23 | 0.9615 | 0.9179 | -4.64% | -0.0436
2023-03-30 08:24 | 1.0079 | 0.9618 | -4.681% | -0.0461
2023-03-30 08:25 | 1.0487 | 1.0002 | -4.734% | -0.0485
2023-03-30 08:26 | 1.0516 | 1.0031 | -4.721% | -0.0485
2023-03-30 08:27 | 1.0514 | 1.0027 | -4.742% | -0.0487
2023-03-30 08:28 | 1.0531 | 1.0044 | -4.734% | -0.0487
2023-03-30 08:29 | 1.0523 | 1.0038 | -4.718% | -0.0485
2023-03-30 08:30 | 1.053 | 1.0043 | -4.734% | -0.0487
2023-03-30 08:31 | 1.054 | 1.0054 | -4.72% | -0.0486
2023-03-30 08:32 | 1.0564 | 1.0074 | -4.749% | -0.049
2023-03-30 08:33 | 1.0615 | 1.0124 | -4.735% | -0.0491
2023-03-30 08:34 | 1.0745 | 1.0246 | -4.754% | -0.0499
2023-03-30 08:35 | 1.0812 | 1.0309 | -4.763% | -0.0503
2023-03-30 08:36 | 1.0558 | 1.0068 | -4.751% | -0.049
2023-03-30 08:37 | 1.0181 | 0.971 | -4.736% | -0.0471
2023-03-30 08:38 | 0.9924 | 0.9466 | -4.724% | -0.0458
2023-03-30 08:39 | 0.973 | 0.9286 | -4.67% | -0.0444
2023-03-30 08:40 | 0.9365 | 0.8941 | -4.632% | -0.0424
2023-03-30 08:41 | 0.907 | 0.8664 | -4.579% | -0.0406
2023-03-30 08:42 | 0.9099 | 0.8694 | -4.552% | -0.0405
2023-03-30 08:43 | 0.9139 | 0.8732 | -4.555% | -0.0407
2023-03-30 08:44 | 0.9174 | 0.8764 | -4.571% | -0.041
2023-03-30 08:45 | 0.9137 | 0.8731 | -4.544% | -0.0406
2023-03-30 08:46 | 0.9002 | 0.8605 | -4.51% | -0.0397
2023-03-30 08:47 | 0.8878 | 0.8488 | -4.492% | -0.039
2023-03-30 08:48 | 0.8794 | 0.8405 | -4.524% | -0.0389
2023-03-30 08:49 | 0.868 | 0.8298 | -4.5% | -0.0382
2023-03-30 08:50 | 0.8932 | 0.8538 | -4.511% | -0.0394
2023-03-30 08:51 | 0.9248 | 0.8836 | -4.557% | -0.0412
2023-03-30 08:52 | 0.9262 | 0.885 | -4.549% | -0.0412
2023-03-30 08:53 | 0.9228 | 0.8816 | -4.567% | -0.0412
2023-03-30 08:54 | 0.9204 | 0.8793 | -4.567% | -0.0411
2023-03-30 08:55 | 0.9325 | 0.8907 | -4.585% | -0.0418
2023-03-30 08:56 | 0.972 | 0.9282 | -4.61% | -0.0438
2023-03-30 08:57 | 0.9724 | 0.9285 | -4.619% | -0.0439
2023-03-30 08:58 | 0.9737 | 0.9297 | -4.623% | -0.044
2023-03-30 08:59 | 0.9739 | 0.9299 | -4.622% | -0.044
2023-03-30 09:00 | 0.9731 | 0.9288 | -4.658% | -0.0443
2023-03-30 09:01 | 0.9735 | 0.9294 | -4.635% | -0.0441
2023-03-30 09:02 | 0.9753 | 0.9313 | -4.616% | -0.044
2023-03-30 09:03 | 0.9762 | 0.9319 | -4.643% | -0.0443
2023-03-30 09:04 | 0.9791 | 0.9344 | -4.672% | -0.0447
2023-03-30 09:05 | 0.9916 | 0.9463 | -4.675% | -0.0453
2023-03-30 09:06 | 0.9902 | 0.9449 | -4.682% | -0.0453
2023-03-30 09:07 | 1.0077 | 0.9616 | -4.682% | -0.0461
2023-03-30 09:08 | 1.0138 | 0.9674 | -4.684% | -0.0464
2023-03-30 09:09 | 1.0064 | 0.9605 | -4.667% | -0.0459
2023-03-30 09:10 | 0.9678 | 0.9241 | -4.62% | -0.0437
2023-03-30 09:11 | 0.9746 | 0.9303 | -4.651% | -0.0443
2023-03-30 09:12 | 0.9127 | 0.8719 | -4.572% | -0.0408
2023-03-30 09:13 | 0.3683 | 0.3593 | -2.474% | -0.009
2023-03-30 09:14 | 0.0942 | 0.0885 | -6.24% | -0.0057
2023-03-30 09:15 | 0.0775 | 0.0737 | -5.026% | -0.0038
2023-03-30 09:16 | 0.4619 | 0.4358 | -5.815% | -0.0261
2023-03-30 09:17 | 0.4669 | 0.4463 | -4.512% | -0.0206
2023-03-30 09:18 | 0.1111 | 0.1044 | -6.218% | -0.0067
2023-03-30 09:19 | 0.3558 | 0.331 | -7.222% | -0.0248
2023-03-30 09:20 | 0.7185 | 0.6889 | -4.206% | -0.0296
2023-03-30 09:21 | 0.9682 | 0.9243 | -4.639% | -0.0439
2023-03-30 09:22 | 1.0119 | 0.9658 | -4.662% | -0.0461
2023-03-30 09:23 | 1.1426 | 1.0893 | -4.776% | -0.0533
2023-03-30 09:24 | 1.1878 | 1.1319 | -4.82% | -0.0559
2023-03-30 09:25 | 1.1566 | 1.1026 | -4.78% | -0.054
2023-03-30 09:26 | 1.1147 | 1.063 | -4.748% | -0.0517
2023-03-30 09:27 | 1.1235 | 1.071 | -4.785% | -0.0525
2023-03-30 09:28 | 1.149 | 1.0951 | -4.804% | -0.0539
2023-03-30 09:29 | 1.0747 | 1.0252 | -4.715% | -0.0495
2023-03-30 09:30 | 1.0329 | 0.9857 | -4.677% | -0.0472
2023-03-30 09:31 | 1.009 | 0.9628 | -4.686% | -0.0462
2023-03-30 09:32 | 1.0453 | 0.9973 | -4.7% | -0.048
2023-03-30 09:33 | 1.092 | 1.0413 | -4.753% | -0.0507
2023-03-30 09:34 | 1.0987 | 1.0473 | -4.79% | -0.0514
2023-03-30 09:35 | 1.0926 | 1.042 | -4.741% | -0.0506
2023-03-30 09:36 | 1.0877 | 1.0374 | -4.734% | -0.0503
2023-03-30 09:37 | 1.0864 | 1.036 | -4.749% | -0.0504
2023-03-30 09:38 | 1.0782 | 1.0283 | -4.738% | -0.0499
2023-03-30 09:39 | 1.077 | 1.0272 | -4.733% | -0.0498
2023-03-30 09:40 | 1.0761 | 1.0265 | -4.718% | -0.0496
2023-03-30 09:41 | 1.0727 | 1.023 | -4.743% | -0.0497
2023-03-30 09:42 | 1.0739 | 1.0242 | -4.738% | -0.0497
2023-03-30 09:43 | 1.0732 | 1.0239 | -4.702% | -0.0493
2023-03-30 09:44 | 1.0721 | 1.023 | -4.687% | -0.0491
2023-03-30 09:45 | 1.0728 | 1.0237 | -4.684% | -0.0491
2023-03-30 09:46 | 1.0756 | 1.0261 | -4.71% | -0.0495
2023-03-30 09:47 | 1.0775 | 1.0279 | -4.712% | -0.0496
2023-03-30 09:48 | 1.0892 | 1.039 | -4.718% | -0.0502
2023-03-30 09:49 | 1.0932 | 1.0431 | -4.69% | -0.0501
2023-03-30 09:50 | 1.0209 | 0.9747 | -4.63% | -0.0462
2023-03-30 09:51 | 1.0228 | 0.9766 | -4.621% | -0.0462
2023-03-30 09:52 | 0.978 | 0.9339 | -4.613% | -0.0441
2023-03-30 09:53 | 0.977 | 0.933 | -4.607% | -0.044
2023-03-30 09:54 | 0.929 | 0.8876 | -4.558% | -0.0414
2023-03-30 09:55 | 0.867 | 0.8291 | -4.469% | -0.0379
2023-03-30 09:56 | 0.8546 | 0.8175 | -4.438% | -0.0371
2023-03-30 09:57 | 0.8577 | 0.8202 | -4.47% | -0.0375
2023-03-30 09:58 | 0.8629 | 0.8251 | -4.479% | -0.0378
2023-03-30 09:59 | 0.8378 | 0.8013 | -4.454% | -0.0365
2023-03-30 10:00 | 0.8115 | 0.7766 | -4.395% | -0.0349
2023-03-30 10:01 | 0.7972 | 0.7629 | -4.397% | -0.0343
2023-03-30 10:02 | 0.792 | 0.7583 | -4.348% | -0.0337
2023-03-30 10:03 | 0.7811 | 0.7477 | -4.369% | -0.0334
2023-03-30 10:04 | 0.3853 | 0.3754 | -2.603% | -0.0099
2023-03-30 10:05 | 0.1066 | 0.1004 | -5.99% | -0.0062
2023-03-30 10:06 | 0.0719 | 0.0687 | -4.552% | -0.0032
2023-03-30 10:07 | 0.3779 | 0.3553 | -6.165% | -0.0226
2023-03-30 10:08 | 0.6179 | 0.5943 | -3.894% | -0.0236
2023-03-30 10:09 | 0.0931 | 0.0874 | -6.316% | -0.0057
2023-03-30 10:10 | 0.1345 | 0.1253 | -7.082% | -0.0092
2023-03-30 10:11 | 0.4532 | 0.4273 | -5.883% | -0.0259
2023-03-30 10:12 | 0.8025 | 0.7679 | -4.407% | -0.0346
2023-03-30 10:13 | 0.9944 | 0.9491 | -4.662% | -0.0453
2023-03-30 10:14 | 1.1238 | 1.0714 | -4.774% | -0.0524
2023-03-30 10:15 | 1.2166 | 1.1597 | -4.789% | -0.0569
2023-03-30 10:16 | 1.2558 | 1.1967 | -4.82% | -0.0591
2023-03-30 10:17 | 1.2714 | 1.2114 | -4.833% | -0.06
2023-03-30 10:18 | 1.2794 | 1.2188 | -4.851% | -0.0606
2023-03-30 10:19 | 1.2971 | 1.2355 | -4.865% | -0.0616
2023-03-30 10:20 | 1.2292 | 1.1712 | -4.833% | -0.058
2023-03-30 10:21 | 1.1452 | 1.0915 | -4.802% | -0.0537
2023-03-30 10:22 | 1.0748 | 1.0252 | -4.724% | -0.0496
2023-03-30 10:23 | 1.0492 | 1.0008 | -4.722% | -0.0484
2023-03-30 10:24 | 0.9713 | 0.9274 | -4.624% | -0.0439
2023-03-30 10:25 | 0.9862 | 0.9417 | -4.616% | -0.0445
2023-03-30 10:26 | 1.0123 | 0.9663 | -4.65% | -0.046
2023-03-30 10:27 | 1.0175 | 0.9711 | -4.667% | -0.0464
2023-03-30 10:28 | 1.027 | 0.9805 | -4.633% | -0.0465
2023-03-30 10:29 | 1.0221 | 0.9756 | -4.655% | -0.0465
2023-03-30 10:30 | 1.0101 | 0.964 | -4.67% | -0.0461
2023-03-30 10:31 | 1.0099 | 0.964 | -4.651% | -0.0459
2023-03-30 10:32 | 1.0035 | 0.9583 | -4.608% | -0.0452
2023-03-30 10:33 | 1.0011 | 0.9561 | -4.598% | -0.045
2023-03-30 10:34 | 0.435 | 0.417 | -4.225% | -0.018
2023-03-30 10:35 | 0.0104 | 0.0128 | 20.69% | 0.0024
2023-03-30 10:36 | 0.0083 | 0.011 | 27.98% | 0.0027
2023-03-30 10:37 | 0.0067 | 0.0099 | 38.55% | 0.0032
2023-03-30 10:38 | 0.007 | 0.0099 | 34.32% | 0.0029
2023-03-30 10:39 | 0.007 | 0.0097 | 32.34% | 0.0027
2023-03-30 10:40 | 0.0071 | 0.0099 | 32.94% | 0.0028
2023-03-30 10:41 | 0.0069 | 0.0099 | 35.71% | 0.003
2023-03-30 10:42 | 0.0171 | 0.0201 | 16.13% | 0.003
2023-03-30 10:43 | 0.0239 | 0.0269 | 11.81% | 0.003
2023-03-30 10:44 | 0.024 | 0.0267 | 10.65% | 0.0027
2023-03-30 10:45 | 0.0239 | 0.0268 | 11.44% | 0.0029
2023-03-30 10:46 | 0.0238 | 0.0268 | 11.86% | 0.003
2023-03-30 10:47 | 0.0238 | 0.0269 | 12.23% | 0.0031
2023-03-30 10:48 | 0.0238 | 0.027 | 12.6% | 0.0032
2023-03-30 10:49 | 0.0237 | 0.0269 | 12.65% | 0.0032
2023-03-30 10:50 | 0.0238 | 0.0268 | 11.86% | 0.003
2023-03-30 10:51 | 0.0238 | 0.0268 | 11.86% | 0.003
2023-03-30 10:52 | 0.0238 | 0.0266 | 11.11% | 0.0028
2023-03-30 10:53 | 0.0238 | 0.0268 | 11.86% | 0.003
2023-03-30 10:54 | 0.0236 | 0.027 | 13.44% | 0.0034
2023-03-30 10:55 | 0.0237 | 0.027 | 13.02% | 0.0033
2023-03-30 10:56 | 0.0236 | 0.0268 | 12.7% | 0.0032
2023-03-30 10:57 | 0.0236 | 0.0267 | 12.33% | 0.0031
2023-03-30 10:58 | 0.0236 | 0.0267 | 12.33% | 0.0031
2023-03-30 10:59 | 0.0236 | 0.0269 | 13.07% | 0.0033
2023-03-30 11:00 | 0.0236 | 0.027 | 13.44% | 0.0034
2023-03-30 11:01 | 0.0236 | 0.0268 | 12.7% | 0.0032
2023-03-30 11:02 | 0.0236 | 0.0268 | 12.7% | 0.0032
2023-03-30 11:03 | 0.0236 | 0.0269 | 13.07% | 0.0033
2023-03-30 11:04 | 0.0238 | 0.027 | 12.6% | 0.0032
2023-03-30 11:05 | 0.024 | 0.0265 | 9.901% | 0.0025
2023-03-30 11:06 | 0.0238 | 0.0266 | 11.11% | 0.0028
2023-03-30 11:07 | 0.0239 | 0.0267 | 11.07% | 0.0028
2023-03-30 11:08 | 0.0239 | 0.0267 | 11.07% | 0.0028
2023-03-30 11:09 | 0.024 | 0.0268 | 11.02% | 0.0028
2023-03-30 11:10 | 0.0241 | 0.0267 | 10.24% | 0.0026
2023-03-30 11:11 | 0.0239 | 0.0267 | 11.07% | 0.0028
2023-03-30 11:12 | 0.024 | 0.027 | 11.76% | 0.003
2023-03-30 11:13 | 0.0239 | 0.0267 | 11.07% | 0.0028
2023-03-30 11:14 | 0.0241 | 0.0268 | 10.61% | 0.0027
2023-03-30 11:15 | 0.0241 | 0.0268 | 10.61% | 0.0027
2023-03-30 11:16 | 0.024 | 0.0268 | 11.02% | 0.0028
2023-03-30 11:17 | 0.0241 | 0.027 | 11.35% | 0.0029
2023-03-30 11:18 | 0.0239 | 0.0268 | 11.44% | 0.0029
2023-03-30 11:19 | 0.0239 | 0.0268 | 11.44% | 0.0029
2023-03-30 11:20 | 0.0239 | 0.027 | 12.18% | 0.0031
2023-03-30 11:21 | 0.0238 | 0.0269 | 12.23% | 0.0031
2023-03-30 11:22 | 0.0239 | 0.0268 | 11.44% | 0.0029
2023-03-30 11:23 | 0.0241 | 0.027 | 11.35% | 0.0029
2023-03-30 11:24 | 0.0239 | 0.0269 | 11.81% | 0.003
2023-03-30 11:25 | 0.0241 | 0.0269 | 10.98% | 0.0028
2023-03-30 11:26 | 0.0238 | 0.0268 | 11.86% | 0.003
2023-03-30 11:27 | 0.0239 | 0.0268 | 11.44% | 0.0029
2023-03-30 11:28 | 0.0237 | 0.0267 | 11.9% | 0.003
2023-03-30 11:29 | 0.0236 | 0.0268 | 12.7% | 0.0032
2023-03-30 11:30 | 0.0237 | 0.0269 | 12.65% | 0.0032
2023-03-30 11:31 | 0.0238 | 0.0268 | 11.86% | 0.003
2023-03-30 11:32 | 0.0236 | 0.0267 | 12.33% | 0.0031
2023-03-30 11:33 | 0.0238 | 0.0269 | 12.23% | 0.0031
2023-03-30 11:34 | 0.0238 | 0.0268 | 11.86% | 0.003
2023-03-30 11:35 | 0.0237 | 0.0269 | 12.65% | 0.0032
2023-03-30 11:36 | 0.0237 | 0.0267 | 11.9% | 0.003
2023-03-30 11:37 | 0.0238 | 0.027 | 12.6% | 0.0032
2023-03-30 11:38 | 0.0238 | 0.0268 | 11.86% | 0.003
2023-03-30 11:39 | 0.0241 | 0.0268 | 10.61% | 0.0027
2023-03-30 11:40 | 0.0239 | 0.027 | 12.18% | 0.0031
2023-03-30 11:41 | 0.024 | 0.0268 | 11.02% | 0.0028
2023-03-30 11:42 | 0.0237 | 0.0269 | 12.65% | 0.0032
2023-03-30 11:43 | 0.0239 | 0.0269 | 11.81% | 0.003
2023-03-30 11:44 | 0.0238 | 0.0268 | 11.86% | 0.003
2023-03-30 11:45 | 0.0239 | 0.0269 | 11.81% | 0.003
2023-03-30 11:46 | 0.024 | 0.0269 | 11.39% | 0.0029
2023-03-30 11:47 | 0.0239 | 0.027 | 12.18% | 0.0031
2023-03-30 11:48 | 0.0238 | 0.0271 | 12.97% | 0.0033
2023-03-30 11:49 | 0.0239 | 0.0269 | 11.81% | 0.003
2023-03-30 11:50 | 0.0237 | 0.0269 | 12.65% | 0.0032
2023-03-30 11:51 | 0.0236 | 0.027 | 13.44% | 0.0034
2023-03-30 11:52 | 0.0239 | 0.0268 | 11.44% | 0.0029
2023-03-30 11:53 | 0.0237 | 0.027 | 13.02% | 0.0033
2023-03-30 11:54 | 0.0237 | 0.0269 | 12.65% | 0.0032
2023-03-30 11:55 | 0.0238 | 0.027 | 12.6% | 0.0032
2023-03-30 11:56 | 0.0238 | 0.0269 | 12.23% | 0.0031
2023-03-30 11:57 | 0.0237 | 0.0271 | 13.39% | 0.0034
2023-03-30 11:58 | 0.0237 | 0.027 | 13.02% | 0.0033
2023-03-30 11:59 | 0.0236 | 0.027 | 13.44% | 0.0034
2023-03-30 12:00 | 0.0237 | 0.0268 | 12.28% | 0.0031
2023-03-30 12:01 | 0.0236 | 0.0269 | 13.07% | 0.0033
2023-03-30 12:02 | 0.0237 | 0.027 | 13.02% | 0.0033
2023-03-30 12:03 | 0.0237 | 0.027 | 13.02% | 0.0033
2023-03-30 12:04 | 0.0237 | 0.027 | 13.02% | 0.0033
2023-03-30 12:05 | 0.0237 | 0.0268 | 12.28% | 0.0031
2023-03-30 12:06 | 0.0238 | 0.027 | 12.6% | 0.0032
2023-03-30 12:07 | 0.0238 | 0.0268 | 11.86% | 0.003
2023-03-30 12:08 | 0.024 | 0.027 | 11.76% | 0.003
2023-03-30 12:09 | 0.0241 | 0.027 | 11.35% | 0.0029
2023-03-30 12:10 | 0.0241 | 0.027 | 11.35% | 0.0029
2023-03-30 12:11 | 0.0239 | 0.0268 | 11.44% | 0.0029
2023-03-30 12:12 | 0.024 | 0.0268 | 11.02% | 0.0028
2023-03-30 12:13 | 0.0242 | 0.0267 | 9.823% | 0.0025
2023-03-30 12:14 | 0.0241 | 0.0267 | 10.24% | 0.0026
2023-03-30 12:15 | 0.024 | 0.0267 | 10.65% | 0.0027
2023-03-30 12:16 | 0.0239 | 0.0268 | 11.44% | 0.0029
2023-03-30 12:17 | 0.024 | 0.0269 | 11.39% | 0.0029
2023-03-30 12:18 | 0.0241 | 0.0269 | 10.98% | 0.0028
2023-03-30 12:19 | 0.0238 | 0.0267 | 11.49% | 0.0029
2023-03-30 12:20 | 0.0238 | 0.0268 | 11.86% | 0.003
2023-03-30 12:21 | 0.0238 | 0.0269 | 12.23% | 0.0031
2023-03-30 12:22 | 0.024 | 0.027 | 11.76% | 0.003
2023-03-30 12:23 | 0.0239 | 0.0267 | 11.07% | 0.0028
2023-03-30 12:24 | 0.0238 | 0.027 | 12.6% | 0.0032
2023-03-30 12:25 | 0.0238 | 0.0268 | 11.86% | 0.003
2023-03-30 12:26 | 0.0238 | 0.0267 | 11.49% | 0.0029
2023-03-30 12:27 | 0.0236 | 0.0269 | 13.07% | 0.0033
2023-03-30 12:28 | 0.0238 | 0.0269 | 12.23% | 0.0031
2023-03-30 12:29 | 0.0237 | 0.0269 | 12.65% | 0.0032
2023-03-30 12:30 | 0.0238 | 0.0269 | 12.23% | 0.0031
2023-03-30 12:31 | 0.0238 | 0.0269 | 12.23% | 0.0031
2023-03-30 12:32 | 0.0236 | 0.0268 | 12.7% | 0.0032
2023-03-30 12:33 | 0.0238 | 0.0267 | 11.49% | 0.0029
2023-03-30 12:34 | 0.0237 | 0.0269 | 12.65% | 0.0032
2023-03-30 12:35 | 0.0238 | 0.0267 | 11.49% | 0.0029
2023-03-30 12:36 | 0.0237 | 0.0267 | 11.9% | 0.003
2023-03-30 12:37 | 0.0237 | 0.0269 | 12.65% | 0.0032
2023-03-30 12:38 | 0.024 | 0.0269 | 11.39% | 0.0029
2023-03-30 12:39 | 0.024 | 0.0268 | 11.02% | 0.0028
2023-03-30 12:40 | 0.0241 | 0.0268 | 10.61% | 0.0027
2023-03-30 12:41 | 0.0239 | 0.0267 | 11.07% | 0.0028
2023-03-30 12:42 | 0.0238 | 0.0269 | 12.23% | 0.0031
2023-03-30 12:43 | 0.024 | 0.0268 | 11.02% | 0.0028
2023-03-30 12:44 | 0.0239 | 0.0268 | 11.44% | 0.0029
2023-03-30 12:45 | 0.0238 | 0.0266 | 11.11% | 0.0028
2023-03-30 12:46 | 0.0239 | 0.0268 | 11.44% | 0.0029
2023-03-30 12:47 | 0.0238 | 0.0268 | 11.86% | 0.003
2023-03-30 12:48 | 0.0238 | 0.0268 | 11.86% | 0.003
2023-03-30 12:49 | 0.0238 | 0.0267 | 11.49% | 0.0029
2023-03-30 12:50 | 0.0237 | 0.0268 | 12.28% | 0.0031
2023-03-30 12:51 | 0.0239 | 0.0268 | 11.44% | 0.0029
2023-03-30 12:52 | 0.0237 | 0.0269 | 12.65% | 0.0032
2023-03-30 12:53 | 0.0237 | 0.0265 | 11.16% | 0.0028
2023-03-30 12:54 | 0.0238 | 0.0269 | 12.23% | 0.0031
2023-03-30 12:55 | 0.0237 | 0.0269 | 12.65% | 0.0032
2023-03-30 12:56 | 0.0239 | 0.027 | 12.18% | 0.0031
2023-03-30 12:57 | 0.0237 | 0.0269 | 12.65% | 0.0032
2023-03-30 12:58 | 0.0237 | 0.0267 | 11.9% | 0.003
2023-03-30 12:59 | 0.0237 | 0.0269 | 12.65% | 0.0032
2023-03-30 13:00 | 0.0237 | 0.0269 | 12.65% | 0.0032
2023-03-30 13:01 | 0.0236 | 0.0267 | 12.33% | 0.0031
2023-03-30 13:02 | 0.0236 | 0.0268 | 12.7% | 0.0032
2023-03-30 13:03 | 0.0239 | 0.0271 | 12.55% | 0.0032
2023-03-30 13:04 | 0.0239 | 0.0271 | 12.55% | 0.0032
2023-03-30 13:05 | 0.0238 | 0.0271 | 12.97% | 0.0033
2023-03-30 13:06 | 0.0239 | 0.027 | 12.18% | 0.0031
2023-03-30 13:07 | 0.0238 | 0.027 | 12.6% | 0.0032
2023-03-30 13:08 | 0.0237 | 0.027 | 13.02% | 0.0033
2023-03-30 13:09 | 0.0239 | 0.0269 | 11.81% | 0.003
2023-03-30 13:10 | 0.0238 | 0.0268 | 11.86% | 0.003
2023-03-30 13:11 | 0.0239 | 0.0268 | 11.44% | 0.0029
2023-03-30 13:12 | 0.0241 | 0.027 | 11.35% | 0.0029
2023-03-30 13:13 | 0.0241 | 0.0269 | 10.98% | 0.0028
2023-03-30 13:14 | 0.0241 | 0.0269 | 10.98% | 0.0028
2023-03-30 13:15 | 0.0241 | 0.0268 | 10.61% | 0.0027
2023-03-30 13:16 | 0.024 | 0.0267 | 10.65% | 0.0027
2023-03-30 13:17 | 0.0242 | 0.0269 | 10.57% | 0.0027
2023-03-30 13:18 | 0.0239 | 0.0268 | 11.44% | 0.0029
2023-03-30 13:19 | 0.0239 | 0.0268 | 11.44% | 0.0029
2023-03-30 13:20 | 0.024 | 0.0267 | 10.65% | 0.0027
2023-03-30 13:21 | 0.024 | 0.0268 | 11.02% | 0.0028
2023-03-30 13:22 | 0.0238 | 0.0269 | 12.23% | 0.0031
2023-03-30 13:23 | 0.0238 | 0.0267 | 11.49% | 0.0029
2023-03-30 13:24 | 0.0238 | 0.0266 | 11.11% | 0.0028
2023-03-30 13:25 | 0.0237 | 0.0269 | 12.65% | 0.0032
2023-03-30 13:26 | 0.0238 | 0.0267 | 11.49% | 0.0029
2023-03-30 13:27 | 0.0238 | 0.0267 | 11.49% | 0.0029
2023-03-30 13:28 | 0.0238 | 0.0267 | 11.49% | 0.0029
2023-03-30 13:29 | 0.0238 | 0.0266 | 11.11% | 0.0028
2023-03-30 13:30 | 0.0238 | 0.0269 | 12.23% | 0.0031
2023-03-30 13:31 | 0.0239 | 0.027 | 12.18% | 0.0031
2023-03-30 13:32 | 0.0239 | 0.027 | 12.18% | 0.0031
2023-03-30 13:33 | 0.024 | 0.0268 | 11.02% | 0.0028
2023-03-30 13:34 | 0.0237 | 0.0268 | 12.28% | 0.0031
2023-03-30 13:35 | 0.0238 | 0.0269 | 12.23% | 0.0031
2023-03-30 13:36 | 0.0238 | 0.0268 | 11.86% | 0.003
2023-03-30 13:37 | 0.0239 | 0.0268 | 11.44% | 0.0029
2023-03-30 13:38 | 0.0237 | 0.0269 | 12.65% | 0.0032
2023-03-30 13:39 | 0.0239 | 0.0269 | 11.81% | 0.003
2023-03-30 13:40 | 0.0237 | 0.0266 | 11.53% | 0.0029
2023-03-30 13:41 | 0.0238 | 0.0268 | 11.86% | 0.003
2023-03-30 13:42 | 0.0236 | 0.0268 | 12.7% | 0.0032
2023-03-30 13:43 | 0.0238 | 0.0266 | 11.11% | 0.0028
2023-03-30 13:44 | 0.0235 | 0.0265 | 12% | 0.003
2023-03-30 13:45 | 0.0237 | 0.0265 | 11.16% | 0.0028
2023-03-30 13:46 | 0.0237 | 0.0265 | 11.16% | 0.0028
2023-03-30 13:47 | 0.0238 | 0.0269 | 12.23% | 0.0031
2023-03-30 13:48 | 0.0238 | 0.0268 | 11.86% | 0.003
2023-03-30 13:49 | 0.0238 | 0.0269 | 12.23% | 0.0031
2023-03-30 13:50 | 0.024 | 0.0268 | 11.02% | 0.0028
2023-03-30 13:51 | 0.0238 | 0.0268 | 11.86% | 0.003
2023-03-30 13:52 | 0.0239 | 0.0271 | 12.55% | 0.0032
2023-03-30 13:53 | 0.0238 | 0.027 | 12.6% | 0.0032
2023-03-30 13:54 | 0.0237 | 0.0267 | 11.9% | 0.003
2023-03-30 13:55 | 0.0236 | 0.0268 | 12.7% | 0.0032
2023-03-30 13:56 | 0.0238 | 0.0269 | 12.23% | 0.0031
2023-03-30 13:57 | 0.0238 | 0.027 | 12.6% | 0.0032
2023-03-30 13:58 | 0.024 | 0.0271 | 12.13% | 0.0031
2023-03-30 13:59 | 0.0239 | 0.0269 | 11.81% | 0.003
2023-03-30 14:00 | 0.0239 | 0.0272 | 12.92% | 0.0033
2023-03-30 14:01 | 0.0237 | 0.0268 | 12.28% | 0.0031
2023-03-30 14:02 | 0.0237 | 0.0268 | 12.28% | 0.0031
2023-03-30 14:03 | 0.0239 | 0.0269 | 11.81% | 0.003
2023-03-30 14:04 | 0.0238 | 0.027 | 12.6% | 0.0032
2023-03-30 14:05 | 0.0237 | 0.027 | 13.02% | 0.0033
2023-03-30 14:06 | 0.0236 | 0.0271 | 13.81% | 0.0035
2023-03-30 14:07 | 0.0237 | 0.027 | 13.02% | 0.0033
2023-03-30 14:08 | 0.0236 | 0.0269 | 13.07% | 0.0033
2023-03-30 14:09 | 0.0239 | 0.0269 | 11.81% | 0.003
2023-03-30 14:10 | 0.0237 | 0.027 | 13.02% | 0.0033
2023-03-30 14:11 | 0.0239 | 0.027 | 12.18% | 0.0031
2023-03-30 14:12 | 0.0239 | 0.027 | 12.18% | 0.0031
2023-03-30 14:13 | 0.0238 | 0.0269 | 12.23% | 0.0031
2023-03-30 14:14 | 0.0238 | 0.0269 | 12.23% | 0.0031
2023-03-30 14:15 | 0.024 | 0.0273 | 12.87% | 0.0033
2023-03-30 14:16 | 0.0239 | 0.0269 | 11.81% | 0.003
2023-03-30 14:17 | 0.0238 | 0.0268 | 11.86% | 0.003
2023-03-30 14:18 | 0.0236 | 0.0267 | 12.33% | 0.0031
2023-03-30 14:19 | 0.0237 | 0.0265 | 11.16% | 0.0028
2023-03-30 14:20 | 0.0237 | 0.0264 | 10.78% | 0.0027
2023-03-30 14:21 | 0.0236 | 0.0264 | 11.2% | 0.0028
2023-03-30 14:22 | 0.0234 | 0.0264 | 12.05% | 0.003
2023-03-30 14:23 | 0.0235 | 0.0265 | 12% | 0.003
2023-03-30 14:24 | 0.0234 | 0.0266 | 12.8% | 0.0032
2023-03-30 14:25 | 0.0236 | 0.0267 | 12.33% | 0.0031
2023-03-30 14:26 | 0.0236 | 0.0267 | 12.33% | 0.0031
2023-03-30 14:27 | 0.0235 | 0.0265 | 12% | 0.003
2023-03-30 14:28 | 0.0235 | 0.0265 | 12% | 0.003
2023-03-30 14:29 | 0.0235 | 0.0265 | 12% | 0.003
2023-03-30 14:30 | 0.0235 | 0.0266 | 12.38% | 0.0031
2023-03-30 14:31 | 0.0236 | 0.0266 | 11.95% | 0.003
2023-03-30 14:32 | 0.0236 | 0.0267 | 12.33% | 0.0031
2023-03-30 14:33 | 0.0236 | 0.0266 | 11.95% | 0.003
2023-03-30 14:34 | 0.0236 | 0.0266 | 11.95% | 0.003
2023-03-30 14:35 | 0.0237 | 0.0267 | 11.9% | 0.003
2023-03-30 14:36 | 0.0236 | 0.0266 | 11.95% | 0.003
2023-03-30 14:37 | 0.0237 | 0.0266 | 11.53% | 0.0029
2023-03-30 14:38 | 0.0237 | 0.0267 | 11.9% | 0.003
2023-03-30 14:39 | 0.0235 | 0.0265 | 12% | 0.003
2023-03-30 14:40 | 0.0235 | 0.0266 | 12.38% | 0.0031
2023-03-30 14:41 | 0.0236 | 0.0265 | 11.58% | 0.0029
2023-03-30 14:42 | 0.0235 | 0.0266 | 12.38% | 0.0031
2023-03-30 14:43 | 0.0238 | 0.0265 | 10.74% | 0.0027
2023-03-30 14:44 | 0.0237 | 0.0264 | 10.78% | 0.0027
2023-03-30 14:45 | 0.0235 | 0.0266 | 12.38% | 0.0031
2023-03-30 14:46 | 0.0237 | 0.0266 | 11.53% | 0.0029
2023-03-30 14:47 | 0.0236 | 0.0265 | 11.58% | 0.0029
2023-03-30 14:48 | 0.0235 | 0.0264 | 11.62% | 0.0029
2023-03-30 14:49 | 0.0235 | 0.0264 | 11.62% | 0.0029
2023-03-30 14:50 | 0.0235 | 0.0264 | 11.62% | 0.0029
2023-03-30 14:51 | 0.0234 | 0.0263 | 11.67% | 0.0029
2023-03-30 14:52 | 0.0233 | 0.0262 | 11.72% | 0.0029
2023-03-30 14:53 | 0.0234 | 0.0261 | 10.91% | 0.0027
2023-03-30 14:54 | 0.0238 | 0.0265 | 10.74% | 0.0027
2023-03-30 14:55 | 0.0235 | 0.0267 | 12.75% | 0.0032
2023-03-30 14:56 | 0.0237 | 0.0266 | 11.53% | 0.0029
2023-03-30 14:57 | 0.0237 | 0.0266 | 11.53% | 0.0029
2023-03-30 14:58 | 0.0237 | 0.0267 | 11.9% | 0.003
2023-03-30 14:59 | 0.0235 | 0.0266 | 12.38% | 0.0031
2023-03-30 15:00 | 0.0237 | 0.0266 | 11.53% | 0.0029
2023-03-30 15:01 | 0.0237 | 0.0268 | 12.28% | 0.0031
2023-03-30 15:02 | 0.0237 | 0.0266 | 11.53% | 0.0029
2023-03-30 15:03 | 0.0237 | 0.0266 | 11.53% | 0.0029
2023-03-30 15:04 | 0.0238 | 0.0265 | 10.74% | 0.0027
2023-03-30 15:05 | 0.0237 | 0.0268 | 12.28% | 0.0031
2023-03-30 15:06 | 0.0237 | 0.0267 | 11.9% | 0.003
2023-03-30 15:07 | 0.0237 | 0.0267 | 11.9% | 0.003
2023-03-30 15:08 | 0.0236 | 0.0267 | 12.33% | 0.0031
2023-03-30 15:09 | 0.0235 | 0.0267 | 12.75% | 0.0032
2023-03-30 15:10 | 0.0236 | 0.0268 | 12.7% | 0.0032
2023-03-30 15:11 | 0.0235 | 0.0267 | 12.75% | 0.0032
2023-03-30 15:12 | 0.0236 | 0.0266 | 11.95% | 0.003
2023-03-30 15:13 | 0.0236 | 0.0265 | 11.58% | 0.0029
2023-03-30 15:14 | 0.0235 | 0.0266 | 12.38% | 0.0031
2023-03-30 15:15 | 0.0236 | 0.0266 | 11.95% | 0.003
2023-03-30 15:16 | 0.0237 | 0.0266 | 11.53% | 0.0029
2023-03-30 15:17 | 0.0235 | 0.0266 | 12.38% | 0.0031
2023-03-30 15:18 | 0.0236 | 0.0266 | 11.95% | 0.003
2023-03-30 15:19 | 0.0237 | 0.0264 | 10.78% | 0.0027
2023-03-30 15:20 | 0.0239 | 0.0266 | 10.69% | 0.0027
2023-03-30 15:21 | 0.0239 | 0.0264 | 9.94% | 0.0025
2023-03-30 15:22 | 0.0238 | 0.0265 | 10.74% | 0.0027
2023-03-30 15:23 | 0.0239 | 0.0263 | 9.562% | 0.0024
2023-03-30 15:24 | 0.0236 | 0.0263 | 10.82% | 0.0027
2023-03-30 15:25 | 0.0232 | 0.0265 | 13.28% | 0.0033
2023-03-30 15:26 | 0.0236 | 0.0264 | 11.2% | 0.0028
2023-03-30 15:27 | 0.0232 | 0.0263 | 12.53% | 0.0031
2023-03-30 15:28 | 0.0236 | 0.0267 | 12.33% | 0.0031
2023-03-30 15:29 | 0.0236 | 0.0267 | 12.33% | 0.0031
2023-03-30 15:30 | 0.0238 | 0.0267 | 11.49% | 0.0029
2023-03-30 15:31 | 0.0237 | 0.0267 | 11.9% | 0.003
2023-03-30 15:32 | 0.0237 | 0.0267 | 11.9% | 0.003
2023-03-30 15:33 | 0.0237 | 0.0267 | 11.9% | 0.003
2023-03-30 15:34 | 0.0237 | 0.0266 | 11.53% | 0.0029
2023-03-30 15:35 | 0.0237 | 0.0267 | 11.9% | 0.003
2023-03-30 15:36 | 0.0235 | 0.0268 | 13.12% | 0.0033
2023-03-30 15:37 | 0.0234 | 0.0267 | 13.17% | 0.0033
2023-03-30 15:38 | 0.0235 | 0.0268 | 13.12% | 0.0033
2023-03-30 15:39 | 0.0234 | 0.0268 | 13.55% | 0.0034
2023-03-30 15:40 | 0.0236 | 0.0268 | 12.7% | 0.0032
2023-03-30 15:41 | 0.0233 | 0.0268 | 13.97% | 0.0035
2023-03-30 15:42 | 0.0235 | 0.0268 | 13.12% | 0.0033
2023-03-30 15:43 | 0.0236 | 0.0268 | 12.7% | 0.0032
2023-03-30 15:44 | 0.0237 | 0.0269 | 12.65% | 0.0032
2023-03-30 15:45 | 0.0236 | 0.0266 | 11.95% | 0.003
2023-03-30 15:46 | 0.0235 | 0.0267 | 12.75% | 0.0032
2023-03-30 15:47 | 0.0235 | 0.0269 | 13.49% | 0.0034
2023-03-30 15:48 | 0.0236 | 0.0266 | 11.95% | 0.003
2023-03-30 15:49 | 0.0237 | 0.0268 | 12.28% | 0.0031
2023-03-30 15:50 | 0.0236 | 0.0267 | 12.33% | 0.0031
2023-03-30 15:51 | 0.0237 | 0.0268 | 12.28% | 0.0031
2023-03-30 15:52 | 0.0237 | 0.0267 | 11.9% | 0.003
2023-03-30 15:53 | 0.0236 | 0.0268 | 12.7% | 0.0032
2023-03-30 15:54 | 0.0237 | 0.0268 | 12.28% | 0.0031
2023-03-30 15:55 | 0.0237 | 0.0269 | 12.65% | 0.0032
2023-03-30 15:56 | 0.0234 | 0.0267 | 13.17% | 0.0033
2023-03-30 15:57 | 0.0238 | 0.0267 | 11.49% | 0.0029
2023-03-30 15:58 | 0.0236 | 0.0267 | 12.33% | 0.0031
2023-03-30 15:59 | 0.0235 | 0.0266 | 12.38% | 0.0031
2023-03-30 16:00 | 0.0236 | 0.0269 | 13.07% | 0.0033
2023-03-30 16:01 | 0.0235 | 0.0267 | 12.75% | 0.0032
2023-03-30 16:02 | 0.0235 | 0.0268 | 13.12% | 0.0033
2023-03-30 16:03 | 0.0237 | 0.0266 | 11.53% | 0.0029
2023-03-30 16:04 | 0.0236 | 0.0268 | 12.7% | 0.0032
2023-03-30 16:05 | 0.0238 | 0.0267 | 11.49% | 0.0029
2023-03-30 16:06 | 0.0236 | 0.0268 | 12.7% | 0.0032
2023-03-30 16:07 | 0.0238 | 0.0269 | 12.23% | 0.0031
2023-03-30 16:08 | 0.0238 | 0.0267 | 11.49% | 0.0029
2023-03-30 16:09 | 0.0236 | 0.0269 | 13.07% | 0.0033
2023-03-30 16:10 | 0.0237 | 0.0272 | 13.75% | 0.0035
2023-03-30 16:11 | 0.0237 | 0.0271 | 13.39% | 0.0034
2023-03-30 16:12 | 0.0236 | 0.027 | 13.44% | 0.0034
2023-03-30 16:13 | 0.0238 | 0.0269 | 12.23% | 0.0031
2023-03-30 16:14 | 0.0238 | 0.0269 | 12.23% | 0.0031
2023-03-30 16:15 | 0.0238 | 0.0269 | 12.23% | 0.0031
2023-03-30 16:16 | 0.0237 | 0.027 | 13.02% | 0.0033
2023-03-30 16:17 | 0.0237 | 0.027 | 13.02% | 0.0033
2023-03-30 16:18 | 0.0237 | 0.0268 | 12.28% | 0.0031
2023-03-30 16:19 | 0.0237 | 0.0268 | 12.28% | 0.0031
2023-03-30 16:20 | 0.0237 | 0.0268 | 12.28% | 0.0031
2023-03-30 16:21 | 0.0238 | 0.0268 | 11.86% | 0.003
2023-03-30 16:22 | 0.0238 | 0.0267 | 11.49% | 0.0029
2023-03-30 16:23 | 0.0239 | 0.0269 | 11.81% | 0.003
2023-03-30 16:24 | 0.0238 | 0.0267 | 11.49% | 0.0029
2023-03-30 16:25 | 0.0237 | 0.0266 | 11.53% | 0.0029
2023-03-30 16:26 | 0.0236 | 0.0269 | 13.07% | 0.0033
2023-03-30 16:27 | 0.0235 | 0.0268 | 13.12% | 0.0033
2023-03-30 16:28 | 0.0234 | 0.0268 | 13.55% | 0.0034
2023-03-30 16:29 | 0.0235 | 0.0267 | 12.75% | 0.0032
2023-03-30 16:30 | 0.0236 | 0.0269 | 13.07% | 0.0033
2023-03-30 16:31 | 0.0235 | 0.0268 | 13.12% | 0.0033
2023-03-30 16:32 | 0.0236 | 0.0268 | 12.7% | 0.0032
2023-03-30 16:33 | 0.0235 | 0.0267 | 12.75% | 0.0032
2023-03-30 16:34 | 0.0235 | 0.0267 | 12.75% | 0.0032
2023-03-30 16:35 | 0.0234 | 0.0269 | 13.92% | 0.0035
2023-03-30 16:36 | 0.0236 | 0.0268 | 12.7% | 0.0032
2023-03-30 16:37 | 0.0236 | 0.027 | 13.44% | 0.0034
2023-03-30 16:38 | 0.0237 | 0.0268 | 12.28% | 0.0031
2023-03-30 16:39 | 0.0238 | 0.0267 | 11.49% | 0.0029
2023-03-30 16:40 | 0.0236 | 0.0268 | 12.7% | 0.0032
2023-03-30 16:41 | 0.0237 | 0.0266 | 11.53% | 0.0029
2023-03-30 16:42 | 0.0236 | 0.0268 | 12.7% | 0.0032
2023-03-30 16:43 | 0.0236 | 0.0266 | 11.95% | 0.003
2023-03-30 16:44 | 0.0236 | 0.0265 | 11.58% | 0.0029
2023-03-30 16:45 | 0.0237 | 0.0266 | 11.53% | 0.0029
2023-03-30 16:46 | 0.0237 | 0.0266 | 11.53% | 0.0029
2023-03-30 16:47 | 0.0236 | 0.0264 | 11.2% | 0.0028
2023-03-30 16:48 | 0.0236 | 0.0265 | 11.58% | 0.0029
2023-03-30 16:49 | 0.0238 | 0.0265 | 10.74% | 0.0027
2023-03-30 16:50 | 0.0236 | 0.0264 | 11.2% | 0.0028
2023-03-30 16:51 | 0.0237 | 0.0266 | 11.53% | 0.0029
2023-03-30 16:52 | 0.0237 | 0.0267 | 11.9% | 0.003
2023-03-30 16:53 | 0.0239 | 0.0267 | 11.07% | 0.0028
2023-03-30 16:54 | 0.0239 | 0.0267 | 11.07% | 0.0028
2023-03-30 16:55 | 0.0238 | 0.0267 | 11.49% | 0.0029
2023-03-30 16:56 | 0.0236 | 0.0266 | 11.95% | 0.003
2023-03-30 16:57 | 0.0238 | 0.0267 | 11.49% | 0.0029
2023-03-30 16:58 | 0.0235 | 0.0265 | 12% | 0.003
2023-03-30 16:59 | 0.0235 | 0.0266 | 12.38% | 0.0031
2023-03-30 17:00 | 0.0234 | 0.0266 | 12.8% | 0.0032
2023-03-30 17:01 | 0.0237 | 0.0267 | 11.9% | 0.003
2023-03-30 17:02 | 0.0238 | 0.0266 | 11.11% | 0.0028
2023-03-30 17:03 | 0.0237 | 0.0266 | 11.53% | 0.0029
2023-03-30 17:04 | 0.0236 | 0.0264 | 11.2% | 0.0028
2023-03-30 17:05 | 0.0234 | 0.0265 | 12.42% | 0.0031
2023-03-30 17:06 | 0.0237 | 0.0265 | 11.16% | 0.0028
2023-03-30 17:07 | 0.0236 | 0.0266 | 11.95% | 0.003
2023-03-30 17:08 | 0.0235 | 0.0267 | 12.75% | 0.0032
2023-03-30 17:09 | 0.0235 | 0.0266 | 12.38% | 0.0031
2023-03-30 17:10 | 0.0234 | 0.0266 | 12.8% | 0.0032
2023-03-30 17:11 | 0.0233 | 0.0268 | 13.97% | 0.0035
2023-03-30 17:12 | 0.0232 | 0.0264 | 12.9% | 0.0032
2023-03-30 17:13 | 0.0234 | 0.0266 | 12.8% | 0.0032
2023-03-30 17:14 | 0.0231 | 0.0266 | 14.08% | 0.0035
2023-03-30 17:15 | 0.0233 | 0.0265 | 12.85% | 0.0032
2023-03-30 17:16 | 0.0235 | 0.0266 | 12.38% | 0.0031
2023-03-30 17:17 | 0.0233 | 0.0265 | 12.85% | 0.0032
2023-03-30 17:18 | 0.0233 | 0.0265 | 12.85% | 0.0032
2023-03-30 17:19 | 0.0233 | 0.0264 | 12.47% | 0.0031
2023-03-30 17:20 | 0.0232 | 0.0265 | 13.28% | 0.0033
2023-03-30 17:21 | 0.0232 | 0.0266 | 13.65% | 0.0034
2023-03-30 17:22 | 0.0235 | 0.0264 | 11.62% | 0.0029
2023-03-30 17:23 | 0.0233 | 0.0264 | 12.47% | 0.0031
2023-03-30 17:24 | 0.0233 | 0.0265 | 12.85% | 0.0032
2023-03-30 17:25 | 0.0233 | 0.0263 | 12.1% | 0.003
2023-03-30 17:26 | 0.0233 | 0.0265 | 12.85% | 0.0032
2023-03-30 17:27 | 0.0233 | 0.0265 | 12.85% | 0.0032
2023-03-30 17:28 | 0.0232 | 0.0265 | 13.28% | 0.0033
2023-03-30 17:29 | 0.0233 | 0.0265 | 12.85% | 0.0032
2023-03-30 17:30 | 0.0234 | 0.0263 | 11.67% | 0.0029
2023-03-30 17:31 | 0.0232 | 0.0265 | 13.28% | 0.0033
2023-03-30 17:32 | 0.0232 | 0.0265 | 13.28% | 0.0033
2023-03-30 17:33 | 0.0231 | 0.0263 | 12.96% | 0.0032
2023-03-30 17:34 | 0.0231 | 0.0264 | 13.33% | 0.0033
2023-03-30 17:35 | 0.0231 | 0.0262 | 12.58% | 0.0031
2023-03-30 17:36 | 0.0233 | 0.0262 | 11.72% | 0.0029
2023-03-30 17:37 | 0.0233 | 0.0263 | 12.1% | 0.003
2023-03-30 17:38 | 0.0234 | 0.0264 | 12.05% | 0.003
2023-03-30 17:39 | 0.0235 | 0.0263 | 11.24% | 0.0028
2023-03-30 17:40 | 0.0234 | 0.0264 | 12.05% | 0.003
2023-03-30 17:41 | 0.0234 | 0.0265 | 12.42% | 0.0031
2023-03-30 17:42 | 0.0234 | 0.0264 | 12.05% | 0.003
2023-03-30 17:43 | 0.0233 | 0.0264 | 12.47% | 0.0031
2023-03-30 17:44 | 0.0232 | 0.0263 | 12.53% | 0.0031
2023-03-30 17:45 | 0.0235 | 0.0262 | 10.87% | 0.0027
2023-03-30 17:46 | 0.0233 | 0.0263 | 12.1% | 0.003
2023-03-30 17:47 | 0.0233 | 0.0262 | 11.72% | 0.0029
2023-03-30 17:48 | 0.0233 | 0.0263 | 12.1% | 0.003
2023-03-30 17:49 | 0.0235 | 0.0263 | 11.24% | 0.0028
2023-03-30 17:50 | 0.0233 | 0.026 | 10.95% | 0.0027
2023-03-30 17:51 | 0.0234 | 0.0262 | 11.29% | 0.0028
2023-03-30 17:52 | 0.0234 | 0.0262 | 11.29% | 0.0028
2023-03-30 17:53 | 0.0234 | 0.0262 | 11.29% | 0.0028
2023-03-30 17:54 | 0.0233 | 0.0262 | 11.72% | 0.0029
2023-03-30 17:55 | 0.0234 | 0.0262 | 11.29% | 0.0028
2023-03-30 17:56 | 0.0234 | 0.0264 | 12.05% | 0.003
2023-03-30 17:57 | 0.0235 | 0.0261 | 10.48% | 0.0026
2023-03-30 17:58 | 0.0233 | 0.0265 | 12.85% | 0.0032
2023-03-30 17:59 | 0.0234 | 0.0264 | 12.05% | 0.003
2023-03-30 18:00 | 0.0233 | 0.0265 | 12.85% | 0.0032
2023-03-30 18:01 | 0.0233 | 0.0265 | 12.85% | 0.0032
2023-03-30 18:02 | 0.0236 | 0.0264 | 11.2% | 0.0028
2023-03-30 18:03 | 0.0235 | 0.0264 | 11.62% | 0.0029
2023-03-30 18:04 | 0.0233 | 0.0264 | 12.47% | 0.0031
2023-03-30 18:05 | 0.0236 | 0.0263 | 10.82% | 0.0027
2023-03-30 18:06 | 0.0236 | 0.0265 | 11.58% | 0.0029
2023-03-30 18:07 | 0.0236 | 0.0266 | 11.95% | 0.003
2023-03-30 18:08 | 0.0234 | 0.0266 | 12.8% | 0.0032
2023-03-30 18:09 | 0.0235 | 0.0265 | 12% | 0.003
2023-03-30 18:10 | 0.0233 | 0.0265 | 12.85% | 0.0032
2023-03-30 18:11 | 0.0234 | 0.0262 | 11.29% | 0.0028
2023-03-30 18:12 | 0.0234 | 0.0264 | 12.05% | 0.003
2023-03-30 18:13 | 0.0233 | 0.0264 | 12.47% | 0.0031
2023-03-30 18:14 | 0.0233 | 0.0264 | 12.47% | 0.0031
2023-03-30 18:15 | 0.023 | 0.0264 | 13.77% | 0.0034
2023-03-30 18:16 | 0.0234 | 0.0263 | 11.67% | 0.0029
2023-03-30 18:17 | 0.0231 | 0.0262 | 12.58% | 0.0031
2023-03-30 18:18 | 0.0231 | 0.0265 | 13.71% | 0.0034
2023-03-30 18:19 | 0.0231 | 0.0264 | 13.33% | 0.0033
2023-03-30 18:20 | 0.023 | 0.0264 | 13.77% | 0.0034
2023-03-30 18:21 | 0.0233 | 0.0262 | 11.72% | 0.0029
2023-03-30 18:22 | 0.0231 | 0.0264 | 13.33% | 0.0033
2023-03-30 18:23 | 0.0232 | 0.0262 | 12.15% | 0.003
2023-03-30 18:24 | 0.0232 | 0.0263 | 12.53% | 0.0031
2023-03-30 18:25 | 0.0231 | 0.0261 | 12.2% | 0.003
2023-03-30 18:26 | 0.023 | 0.0263 | 13.39% | 0.0033
2023-03-30 18:27 | 0.0232 | 0.0263 | 12.53% | 0.0031
2023-03-30 18:28 | 0.023 | 0.0261 | 12.63% | 0.0031
2023-03-30 18:29 | 0.023 | 0.026 | 12.24% | 0.003
2023-03-30 18:30 | 0.0231 | 0.0261 | 12.2% | 0.003
2023-03-30 18:31 | 0.023 | 0.026 | 12.24% | 0.003
2023-03-30 18:32 | 0.023 | 0.0261 | 12.63% | 0.0031
2023-03-30 18:33 | 0.0229 | 0.026 | 12.68% | 0.0031
2023-03-30 18:34 | 0.0228 | 0.026 | 13.11% | 0.0032
2023-03-30 18:35 | 0.0229 | 0.026 | 12.68% | 0.0031
2023-03-30 18:36 | 0.023 | 0.026 | 12.24% | 0.003
2023-03-30 18:37 | 0.0231 | 0.026 | 11.81% | 0.0029
2023-03-30 18:38 | 0.0229 | 0.0261 | 13.06% | 0.0032
2023-03-30 18:39 | 0.023 | 0.0259 | 11.86% | 0.0029
2023-03-30 18:40 | 0.0229 | 0.0258 | 11.91% | 0.0029
2023-03-30 18:41 | 0.023 | 0.0257 | 11.09% | 0.0027
2023-03-30 18:42 | 0.0228 | 0.0259 | 12.73% | 0.0031
2023-03-30 18:43 | 0.0229 | 0.026 | 12.68% | 0.0031
2023-03-30 18:44 | 0.0228 | 0.0258 | 12.35% | 0.003
2023-03-30 18:45 | 0.023 | 0.0258 | 11.48% | 0.0028
2023-03-30 18:46 | 0.0228 | 0.0257 | 11.96% | 0.0029
2023-03-30 18:47 | 0.0229 | 0.0256 | 11.13% | 0.0027
2023-03-30 18:48 | 0.023 | 0.0257 | 11.09% | 0.0027
2023-03-30 18:49 | 0.0228 | 0.0258 | 12.35% | 0.003
2023-03-30 18:50 | 0.0229 | 0.0259 | 12.3% | 0.003
2023-03-30 18:51 | 0.023 | 0.0258 | 11.48% | 0.0028
2023-03-30 18:52 | 0.0232 | 0.0259 | 11% | 0.0027
2023-03-30 18:53 | 0.0234 | 0.0259 | 10.14% | 0.0025
2023-03-30 18:54 | 0.0232 | 0.026 | 11.38% | 0.0028
2023-03-30 18:55 | 0.0232 | 0.026 | 11.38% | 0.0028
2023-03-30 18:56 | 0.0231 | 0.0261 | 12.2% | 0.003
2023-03-30 18:57 | 0.0232 | 0.0261 | 11.76% | 0.0029
2023-03-30 18:58 | 0.0233 | 0.026 | 10.95% | 0.0027
2023-03-30 18:59 | 0.0232 | 0.0261 | 11.76% | 0.0029
2023-03-30 19:00 | 0.0232 | 0.0262 | 12.15% | 0.003
2023-03-30 19:01 | 0.0231 | 0.0261 | 12.2% | 0.003
2023-03-30 19:02 | 0.0233 | 0.0261 | 11.34% | 0.0028
2023-03-30 19:03 | 0.0233 | 0.026 | 10.95% | 0.0027
2023-03-30 19:04 | 0.0234 | 0.026 | 10.53% | 0.0026
2023-03-30 19:05 | 0.0233 | 0.0261 | 11.34% | 0.0028
2023-03-30 19:06 | 0.0232 | 0.026 | 11.38% | 0.0028
2023-03-30 19:07 | 0.0231 | 0.0261 | 12.2% | 0.003
2023-03-30 19:08 | 0.0233 | 0.026 | 10.95% | 0.0027
2023-03-30 19:09 | 0.0232 | 0.0259 | 11% | 0.0027
2023-03-30 19:10 | 0.0233 | 0.0261 | 11.34% | 0.0028
2023-03-30 19:11 | 0.0232 | 0.0261 | 11.76% | 0.0029
2023-03-30 19:12 | 0.0233 | 0.0261 | 11.34% | 0.0028
2023-03-30 19:13 | 0.0233 | 0.0261 | 11.34% | 0.0028
2023-03-30 19:14 | 0.0231 | 0.026 | 11.81% | 0.0029
2023-03-30 19:15 | 0.0231 | 0.026 | 11.81% | 0.0029
2023-03-30 19:16 | 0.0233 | 0.026 | 10.95% | 0.0027
2023-03-30 19:17 | 0.0234 | 0.026 | 10.53% | 0.0026
2023-03-30 19:18 | 0.023 | 0.026 | 12.24% | 0.003
2023-03-30 19:19 | 0.023 | 0.0261 | 12.63% | 0.0031
2023-03-30 19:20 | 0.0231 | 0.026 | 11.81% | 0.0029
2023-03-30 19:21 | 0.0229 | 0.026 | 12.68% | 0.0031
2023-03-30 19:22 | 0.0231 | 0.0261 | 12.2% | 0.003
2023-03-30 19:23 | 0.0231 | 0.0261 | 12.2% | 0.003
2023-03-30 19:24 | 0.0231 | 0.026 | 11.81% | 0.0029
2023-03-30 19:25 | 0.023 | 0.0261 | 12.63% | 0.0031
2023-03-30 19:26 | 0.023 | 0.0261 | 12.63% | 0.0031
2023-03-30 19:27 | 0.023 | 0.026 | 12.24% | 0.003
2023-03-30 19:28 | 0.023 | 0.026 | 12.24% | 0.003
2023-03-30 19:29 | 0.0231 | 0.0262 | 12.58% | 0.0031
2023-03-30 19:30 | 0.023 | 0.0262 | 13.01% | 0.0032
2023-03-30 19:31 | 0.023 | 0.026 | 12.24% | 0.003
2023-03-30 19:32 | 0.023 | 0.0261 | 12.63% | 0.0031
2023-03-30 19:33 | 0.0231 | 0.0262 | 12.58% | 0.0031
2023-03-30 19:34 | 0.0229 | 0.026 | 12.68% | 0.0031
2023-03-30 19:35 | 0.0231 | 0.0261 | 12.2% | 0.003
2023-03-30 19:36 | 0.023 | 0.026 | 12.24% | 0.003
2023-03-30 19:37 | 0.023 | 0.026 | 12.24% | 0.003
2023-03-30 19:38 | 0.0231 | 0.026 | 11.81% | 0.0029
2023-03-30 19:39 | 0.0231 | 0.0259 | 11.43% | 0.0028
2023-03-30 19:40 | 0.0233 | 0.0261 | 11.34% | 0.0028
2023-03-30 19:41 | 0.0232 | 0.0262 | 12.15% | 0.003
2023-03-30 19:42 | 0.0231 | 0.026 | 11.81% | 0.0029
2023-03-30 19:43 | 0.0232 | 0.026 | 11.38% | 0.0028
2023-03-30 19:44 | 0.0231 | 0.026 | 11.81% | 0.0029
2023-03-30 19:45 | 0.0231 | 0.026 | 11.81% | 0.0029
2023-03-30 19:46 | 0.0232 | 0.026 | 11.38% | 0.0028
2023-03-30 19:47 | 0.0233 | 0.0261 | 11.34% | 0.0028
2023-03-30 19:48 | 0.0233 | 0.026 | 10.95% | 0.0027
2023-03-30 19:49 | 0.0233 | 0.0261 | 11.34% | 0.0028
2023-03-30 19:50 | 0.0233 | 0.0261 | 11.34% | 0.0028
2023-03-30 19:51 | 0.0232 | 0.026 | 11.38% | 0.0028
2023-03-30 19:52 | 0.0234 | 0.0261 | 10.91% | 0.0027
2023-03-30 19:53 | 0.0233 | 0.0262 | 11.72% | 0.0029
2023-03-30 19:54 | 0.0233 | 0.026 | 10.95% | 0.0027
2023-03-30 19:55 | 0.0232 | 0.026 | 11.38% | 0.0028
2023-03-30 19:56 | 0.023 | 0.0259 | 11.86% | 0.0029
2023-03-30 19:57 | 0.0233 | 0.0259 | 10.57% | 0.0026
2023-03-30 19:58 | 0.0232 | 0.0259 | 11% | 0.0027
2023-03-30 19:59 | 0.0232 | 0.0259 | 11% | 0.0027
2023-03-30 20:00 | 0.023 | 0.0258 | 11.48% | 0.0028
2023-03-30 20:01 | 0.0231 | 0.0261 | 12.2% | 0.003
2023-03-30 20:02 | 0.0232 | 0.0259 | 11% | 0.0027
2023-03-30 20:03 | 0.0231 | 0.0259 | 11.43% | 0.0028
2023-03-30 20:04 | 0.0231 | 0.0258 | 11.04% | 0.0027
2023-03-30 20:05 | 0.023 | 0.0261 | 12.63% | 0.0031
2023-03-30 20:06 | 0.0231 | 0.026 | 11.81% | 0.0029
2023-03-30 20:07 | 0.0232 | 0.026 | 11.38% | 0.0028
2023-03-30 20:08 | 0.0231 | 0.026 | 11.81% | 0.0029
2023-03-30 20:09 | 0.0231 | 0.026 | 11.81% | 0.0029
2023-03-30 20:10 | 0.0232 | 0.0261 | 11.76% | 0.0029
2023-03-30 20:11 | 0.0231 | 0.0259 | 11.43% | 0.0028
2023-03-30 20:12 | 0.0232 | 0.0262 | 12.15% | 0.003
2023-03-30 20:13 | 0.0231 | 0.0259 | 11.43% | 0.0028
2023-03-30 20:14 | 0.023 | 0.026 | 12.24% | 0.003
2023-03-30 20:15 | 0.0231 | 0.0261 | 12.2% | 0.003
2023-03-30 20:16 | 0.0231 | 0.0261 | 12.2% | 0.003
2023-03-30 20:17 | 0.0231 | 0.0263 | 12.96% | 0.0032
2023-03-30 20:18 | 0.0229 | 0.0263 | 13.82% | 0.0034
2023-03-30 20:19 | 0.0231 | 0.026 | 11.81% | 0.0029
2023-03-30 20:20 | 0.0231 | 0.0261 | 12.2% | 0.003
2023-03-30 20:21 | 0.0233 | 0.0262 | 11.72% | 0.0029
2023-03-30 20:22 | 0.0233 | 0.0262 | 11.72% | 0.0029
2023-03-30 20:23 | 0.023 | 0.0261 | 12.63% | 0.0031
2023-03-30 20:24 | 0.0231 | 0.026 | 11.81% | 0.0029
2023-03-30 20:25 | 0.023 | 0.0262 | 13.01% | 0.0032
2023-03-30 20:26 | 0.0231 | 0.0262 | 12.58% | 0.0031
2023-03-30 20:27 | 0.0228 | 0.0262 | 13.88% | 0.0034
2023-03-30 20:28 | 0.023 | 0.026 | 12.24% | 0.003
2023-03-30 20:29 | 0.023 | 0.0263 | 13.39% | 0.0033
2023-03-30 20:30 | 0.023 | 0.0262 | 13.01% | 0.0032
2023-03-30 20:31 | 0.0233 | 0.0263 | 12.1% | 0.003
2023-03-30 20:32 | 0.023 | 0.0264 | 13.77% | 0.0034
2023-03-30 20:33 | 0.023 | 0.0263 | 13.39% | 0.0033
2023-03-30 20:34 | 0.0229 | 0.0262 | 13.44% | 0.0033
2023-03-30 20:35 | 0.0231 | 0.0264 | 13.33% | 0.0033
2023-03-30 20:36 | 0.0232 | 0.0263 | 12.53% | 0.0031
2023-03-30 20:37 | 0.0232 | 0.0264 | 12.9% | 0.0032
2023-03-30 20:38 | 0.0232 | 0.0265 | 13.28% | 0.0033
2023-03-30 20:39 | 0.0232 | 0.0263 | 12.53% | 0.0031
2023-03-30 20:40 | 0.0232 | 0.0264 | 12.9% | 0.0032
2023-03-30 20:41 | 0.023 | 0.0263 | 13.39% | 0.0033
2023-03-30 20:42 | 0.0232 | 0.0265 | 13.28% | 0.0033
2023-03-30 20:43 | 0.0233 | 0.0263 | 12.1% | 0.003
2023-03-30 20:44 | 0.0233 | 0.0264 | 12.47% | 0.0031
2023-03-30 20:45 | 0.0235 | 0.0262 | 10.87% | 0.0027
2023-03-30 20:46 | 0.0232 | 0.0263 | 12.53% | 0.0031
2023-03-30 20:47 | 0.0233 | 0.0262 | 11.72% | 0.0029
2023-03-30 20:48 | 0.0233 | 0.0264 | 12.47% | 0.0031
2023-03-30 20:49 | 0.0233 | 0.0263 | 12.1% | 0.003
2023-03-30 20:50 | 0.0235 | 0.0263 | 11.24% | 0.0028
2023-03-30 20:51 | 0.0236 | 0.0264 | 11.2% | 0.0028
2023-03-30 20:52 | 0.0235 | 0.0264 | 11.62% | 0.0029
2023-03-30 20:53 | 0.0236 | 0.0264 | 11.2% | 0.0028
2023-03-30 20:54 | 0.0235 | 0.0265 | 12% | 0.003
2023-03-30 20:55 | 0.0235 | 0.0263 | 11.24% | 0.0028
2023-03-30 20:56 | 0.0234 | 0.0264 | 12.05% | 0.003
2023-03-30 20:57 | 0.0236 | 0.0266 | 11.95% | 0.003
2023-03-30 20:58 | 0.0236 | 0.0263 | 10.82% | 0.0027
2023-03-30 20:59 | 0.0235 | 0.0264 | 11.62% | 0.0029
2023-03-30 21:00 | 0.0235 | 0.0263 | 11.24% | 0.0028
2023-03-30 21:01 | 0.0235 | 0.0264 | 11.62% | 0.0029
2023-03-30 21:02 | 0.0236 | 0.0265 | 11.58% | 0.0029
2023-03-30 21:03 | 0.0236 | 0.0265 | 11.58% | 0.0029
2023-03-30 21:04 | 0.0235 | 0.0264 | 11.62% | 0.0029
2023-03-30 21:05 | 0.0235 | 0.0263 | 11.24% | 0.0028
2023-03-30 21:06 | 0.0235 | 0.0265 | 12% | 0.003
2023-03-30 21:07 | 0.0236 | 0.0264 | 11.2% | 0.0028
2023-03-30 21:08 | 0.0235 | 0.0265 | 12% | 0.003
2023-03-30 21:09 | 0.0236 | 0.0264 | 11.2% | 0.0028
2023-03-30 21:10 | 0.0236 | 0.0265 | 11.58% | 0.0029
2023-03-30 21:11 | 0.0234 | 0.0265 | 12.42% | 0.0031
2023-03-30 21:12 | 0.0235 | 0.0266 | 12.38% | 0.0031
2023-03-30 21:13 | 0.0233 | 0.0261 | 11.34% | 0.0028
2023-03-30 21:14 | 0.0232 | 0.026 | 11.38% | 0.0028
2023-03-30 21:15 | 0.0232 | 0.0262 | 12.15% | 0.003
2023-03-30 21:16 | 0.0233 | 0.0263 | 12.1% | 0.003
2023-03-30 21:17 | 0.0233 | 0.0262 | 11.72% | 0.0029
2023-03-30 21:18 | 0.0234 | 0.0262 | 11.29% | 0.0028
2023-03-30 21:19 | 0.0234 | 0.0264 | 12.05% | 0.003
2023-03-30 21:20 | 0.0233 | 0.0259 | 10.57% | 0.0026
2023-03-30 21:21 | 0.0233 | 0.026 | 10.95% | 0.0027
2023-03-30 21:22 | 0.0232 | 0.0258 | 10.61% | 0.0026
2023-03-30 21:23 | 0.023 | 0.0257 | 11.09% | 0.0027
2023-03-30 21:24 | 0.023 | 0.0256 | 10.7% | 0.0026
2023-03-30 21:25 | 0.0229 | 0.0255 | 10.74% | 0.0026
2023-03-30 21:26 | 0.023 | 0.0257 | 11.09% | 0.0027
2023-03-30 21:27 | 0.0232 | 0.0256 | 9.836% | 0.0024
2023-03-30 21:28 | 0.0229 | 0.0256 | 11.13% | 0.0027
2023-03-30 21:29 | 0.0229 | 0.0256 | 11.13% | 0.0027
2023-03-30 21:30 | 0.0231 | 0.0257 | 10.66% | 0.0026
2023-03-30 21:31 | 0.0232 | 0.0262 | 12.15% | 0.003
2023-03-30 21:32 | 0.0231 | 0.0262 | 12.58% | 0.0031
2023-03-30 21:33 | 0.0231 | 0.026 | 11.81% | 0.0029
2023-03-30 21:34 | 0.0232 | 0.0263 | 12.53% | 0.0031
2023-03-30 21:35 | 0.0229 | 0.0262 | 13.44% | 0.0033
2023-03-30 21:36 | 0.0231 | 0.0263 | 12.96% | 0.0032
2023-03-30 21:37 | 0.0232 | 0.0263 | 12.53% | 0.0031
2023-03-30 21:38 | 0.023 | 0.0261 | 12.63% | 0.0031
2023-03-30 21:39 | 0.0231 | 0.0263 | 12.96% | 0.0032
2023-03-30 21:40 | 0.0231 | 0.0263 | 12.96% | 0.0032
2023-03-30 21:41 | 0.0232 | 0.0264 | 12.9% | 0.0032
2023-03-30 21:42 | 0.023 | 0.0263 | 13.39% | 0.0033
2023-03-30 21:43 | 0.023 | 0.0263 | 13.39% | 0.0033
2023-03-30 21:44 | 0.0231 | 0.0262 | 12.58% | 0.0031
2023-03-30 21:45 | 0.0229 | 0.0262 | 13.44% | 0.0033
2023-03-30 21:46 | 0.0231 | 0.0263 | 12.96% | 0.0032
2023-03-30 21:47 | 0.023 | 0.0263 | 13.39% | 0.0033
2023-03-30 21:48 | 0.023 | 0.0262 | 13.01% | 0.0032
2023-03-30 21:49 | 0.0229 | 0.0261 | 13.06% | 0.0032
2023-03-30 21:50 | 0.023 | 0.0261 | 12.63% | 0.0031
2023-03-30 21:51 | 0.023 | 0.0261 | 12.63% | 0.0031
2023-03-30 21:52 | 0.0231 | 0.0259 | 11.43% | 0.0028
2023-03-30 21:53 | 0.0234 | 0.0259 | 10.14% | 0.0025
2023-03-30 21:54 | 0.0233 | 0.026 | 10.95% | 0.0027
2023-03-30 21:55 | 0.0233 | 0.026 | 10.95% | 0.0027
2023-03-30 21:56 | 0.0233 | 0.026 | 10.95% | 0.0027
2023-03-30 21:57 | 0.0233 | 0.0261 | 11.34% | 0.0028
2023-03-30 21:58 | 0.0234 | 0.0261 | 10.91% | 0.0027
2023-03-30 21:59 | 0.0234 | 0.0262 | 11.29% | 0.0028
2023-03-30 22:00 | 0.0232 | 0.026 | 11.38% | 0.0028
2023-03-30 22:01 | 0.0233 | 0.026 | 10.95% | 0.0027
2023-03-30 22:02 | 0.0232 | 0.026 | 11.38% | 0.0028
2023-03-30 22:03 | 0.0233 | 0.0259 | 10.57% | 0.0026
2023-03-30 22:04 | 0.0232 | 0.0259 | 11% | 0.0027
2023-03-30 22:05 | 0.0232 | 0.026 | 11.38% | 0.0028
2023-03-30 22:06 | 0.0232 | 0.0259 | 11% | 0.0027
2023-03-30 22:07 | 0.0232 | 0.0261 | 11.76% | 0.0029
2023-03-30 22:08 | 0.0233 | 0.0259 | 10.57% | 0.0026
2023-03-30 22:09 | 0.0231 | 0.026 | 11.81% | 0.0029
2023-03-30 22:10 | 0.0233 | 0.0262 | 11.72% | 0.0029
2023-03-30 22:11 | 0.0233 | 0.0262 | 11.72% | 0.0029
2023-03-30 22:12 | 0.023 | 0.0259 | 11.86% | 0.0029
2023-03-30 22:13 | 0.0232 | 0.026 | 11.38% | 0.0028
2023-03-30 22:14 | 0.0231 | 0.026 | 11.81% | 0.0029
2023-03-30 22:15 | 0.0232 | 0.026 | 11.38% | 0.0028
2023-03-30 22:16 | 0.0231 | 0.0259 | 11.43% | 0.0028
2023-03-30 22:17 | 0.023 | 0.0258 | 11.48% | 0.0028
2023-03-30 22:18 | 0.0228 | 0.0258 | 12.35% | 0.003
2023-03-30 22:19 | 0.0231 | 0.026 | 11.81% | 0.0029
2023-03-30 22:20 | 0.0231 | 0.026 | 11.81% | 0.0029
2023-03-30 22:21 | 0.0232 | 0.0259 | 11% | 0.0027
2023-03-30 22:22 | 0.0233 | 0.0261 | 11.34% | 0.0028
2023-03-30 22:23 | 0.0232 | 0.026 | 11.38% | 0.0028
2023-03-30 22:24 | 0.0232 | 0.0261 | 11.76% | 0.0029
2023-03-30 22:25 | 0.0232 | 0.0261 | 11.76% | 0.0029
2023-03-30 22:26 | 0.0232 | 0.0263 | 12.53% | 0.0031
2023-03-30 22:27 | 0.0232 | 0.026 | 11.38% | 0.0028
2023-03-30 22:28 | 0.023 | 0.0264 | 13.77% | 0.0034
2023-03-30 22:29 | 0.0232 | 0.0261 | 11.76% | 0.0029
2023-03-30 22:30 | 0.0231 | 0.0264 | 13.33% | 0.0033
2023-03-30 22:31 | 0.023 | 0.0263 | 13.39% | 0.0033
2023-03-30 22:32 | 0.0233 | 0.0262 | 11.72% | 0.0029
2023-03-30 22:33 | 0.0231 | 0.0263 | 12.96% | 0.0032
2023-03-30 22:34 | 0.023 | 0.0264 | 13.77% | 0.0034
2023-03-30 22:35 | 0.0231 | 0.0262 | 12.58% | 0.0031
2023-03-30 22:36 | 0.0231 | 0.0263 | 12.96% | 0.0032
2023-03-30 22:37 | 0.0232 | 0.0264 | 12.9% | 0.0032
2023-03-30 22:38 | 0.0231 | 0.0263 | 12.96% | 0.0032
2023-03-30 22:39 | 0.0231 | 0.0261 | 12.2% | 0.003
2023-03-30 22:40 | 0.023 | 0.0259 | 11.86% | 0.0029
2023-03-30 22:41 | 0.0231 | 0.026 | 11.81% | 0.0029
2023-03-30 22:42 | 0.023 | 0.0261 | 12.63% | 0.0031
2023-03-30 22:43 | 0.0229 | 0.026 | 12.68% | 0.0031
2023-03-30 22:44 | 0.0229 | 0.026 | 12.68% | 0.0031
2023-03-30 22:45 | 0.0231 | 0.0261 | 12.2% | 0.003
2023-03-30 22:46 | 0.0232 | 0.0262 | 12.15% | 0.003
2023-03-30 22:47 | 0.0231 | 0.0262 | 12.58% | 0.0031
2023-03-30 22:48 | 0.0231 | 0.0261 | 12.2% | 0.003
2023-03-30 22:49 | 0.0228 | 0.0263 | 14.26% | 0.0035
2023-03-30 22:50 | 0.023 | 0.0262 | 13.01% | 0.0032
2023-03-30 22:51 | 0.0232 | 0.0263 | 12.53% | 0.0031
2023-03-30 22:52 | 0.0231 | 0.0264 | 13.33% | 0.0033
2023-03-30 22:53 | 0.0231 | 0.0262 | 12.58% | 0.0031
2023-03-30 22:54 | 0.0232 | 0.0262 | 12.15% | 0.003
2023-03-30 22:55 | 0.0231 | 0.0263 | 12.96% | 0.0032
2023-03-30 22:56 | 0.0231 | 0.0262 | 12.58% | 0.0031
2023-03-30 22:57 | 0.0232 | 0.0262 | 12.15% | 0.003
2023-03-30 22:58 | 0.0231 | 0.0262 | 12.58% | 0.0031
2023-03-30 22:59 | 0.0232 | 0.0262 | 12.15% | 0.003
2023-03-30 23:00 | 0.0232 | 0.0262 | 12.15% | 0.003
2023-03-30 23:01 | 0.0231 | 0.0262 | 12.58% | 0.0031
2023-03-30 23:02 | 0.0234 | 0.0263 | 11.67% | 0.0029
2023-03-30 23:03 | 0.0232 | 0.0263 | 12.53% | 0.0031
2023-03-30 23:04 | 0.0232 | 0.0265 | 13.28% | 0.0033
2023-03-30 23:05 | 0.0233 | 0.0264 | 12.47% | 0.0031
2023-03-30 23:06 | 0.0234 | 0.0262 | 11.29% | 0.0028
2023-03-30 23:07 | 0.0234 | 0.0266 | 12.8% | 0.0032
2023-03-30 23:08 | 0.0234 | 0.0264 | 12.05% | 0.003
2023-03-30 23:09 | 0.0235 | 0.0266 | 12.38% | 0.0031
2023-03-30 23:10 | 0.0235 | 0.0265 | 12% | 0.003
2023-03-30 23:11 | 0.0233 | 0.0265 | 12.85% | 0.0032
2023-03-30 23:12 | 0.0234 | 0.0264 | 12.05% | 0.003
2023-03-30 23:13 | 0.0233 | 0.0265 | 12.85% | 0.0032
2023-03-30 23:14 | 0.0232 | 0.0264 | 12.9% | 0.0032
2023-03-30 23:15 | 0.0234 | 0.0263 | 11.67% | 0.0029
2023-03-30 23:16 | 0.0234 | 0.0265 | 12.42% | 0.0031
2023-03-30 23:17 | 0.0237 | 0.0265 | 11.16% | 0.0028
2023-03-30 23:18 | 0.0233 | 0.0267 | 13.6% | 0.0034
2023-03-30 23:19 | 0.0232 | 0.0265 | 13.28% | 0.0033
2023-03-30 23:20 | 0.0232 | 0.0265 | 13.28% | 0.0033
2023-03-30 23:21 | 0.0233 | 0.0266 | 13.23% | 0.0033
2023-03-30 23:22 | 0.0232 | 0.0265 | 13.28% | 0.0033
2023-03-30 23:23 | 0.0232 | 0.0264 | 12.9% | 0.0032
2023-03-30 23:24 | 0.0232 | 0.0266 | 13.65% | 0.0034
2023-03-30 23:25 | 0.023 | 0.0265 | 14.14% | 0.0035
2023-03-30 23:26 | 0.0231 | 0.0266 | 14.08% | 0.0035
2023-03-30 23:27 | 0.0231 | 0.0265 | 13.71% | 0.0034
2023-03-30 23:28 | 0.0233 | 0.0267 | 13.6% | 0.0034
2023-03-30 23:29 | 0.0232 | 0.0267 | 14.03% | 0.0035
2023-03-30 23:30 | 0.0231 | 0.0267 | 14.46% | 0.0036
2023-03-30 23:31 | 0.0231 | 0.0265 | 13.71% | 0.0034
2023-03-30 23:32 | 0.023 | 0.0266 | 14.52% | 0.0036
2023-03-30 23:33 | 0.023 | 0.0266 | 14.52% | 0.0036
2023-03-30 23:34 | 0.0227 | 0.0267 | 16.19% | 0.004
2023-03-30 23:35 | 0.0229 | 0.0266 | 14.95% | 0.0037
2023-03-30 23:36 | 0.0233 | 0.0265 | 12.85% | 0.0032
2023-03-30 23:37 | 0.0233 | 0.0264 | 12.47% | 0.0031
2023-03-30 23:38 | 0.0232 | 0.0264 | 12.9% | 0.0032
2023-03-30 23:39 | 0.0232 | 0.0265 | 13.28% | 0.0033
2023-03-30 23:40 | 0.0234 | 0.0264 | 12.05% | 0.003
2023-03-30 23:41 | 0.0235 | 0.0265 | 12% | 0.003
2023-03-30 23:42 | 0.0232 | 0.0266 | 13.65% | 0.0034
2023-03-30 23:43 | 0.0234 | 0.0265 | 12.42% | 0.0031
2023-03-30 23:44 | 0.0234 | 0.0267 | 13.17% | 0.0033
2023-03-30 23:45 | 0.0234 | 0.0265 | 12.42% | 0.0031
2023-03-30 23:46 | 0.0233 | 0.0266 | 13.23% | 0.0033
2023-03-30 23:47 | 0.0234 | 0.0264 | 12.05% | 0.003
2023-03-30 23:48 | 0.0234 | 0.0266 | 12.8% | 0.0032
2023-03-30 23:49 | 0.0234 | 0.0266 | 12.8% | 0.0032
2023-03-30 23:50 | 0.0234 | 0.0264 | 12.05% | 0.003
2023-03-30 23:51 | 0.0232 | 0.0262 | 12.15% | 0.003
2023-03-30 23:52 | 0.0232 | 0.0264 | 12.9% | 0.0032
2023-03-30 23:53 | 0.0232 | 0.0263 | 12.53% | 0.0031
2023-03-30 23:54 | 0.0233 | 0.0262 | 11.72% | 0.0029
2023-03-30 23:55 | 0.023 | 0.0263 | 13.39% | 0.0033
2023-03-30 23:56 | 0.0231 | 0.0262 | 12.58% | 0.0031
2023-03-30 23:57 | 0.0232 | 0.0264 | 12.9% | 0.0032
2023-03-30 23:58 | 0.0233 | 0.0265 | 12.85% | 0.0032
2023-03-30 23:59 | 0.0235 | 0.0267 | 12.75% | 0.0032
2023-03-31 | 0.0235 | 0.0265 | 12% | 0.003
2023-03-31 00:01 | 0.0237 | 0.0266 | 11.53% | 0.0029
2023-03-31 00:02 | 0.0235 | 0.0267 | 12.75% | 0.0032
2023-03-31 00:03 | 0.0233 | 0.0264 | 12.47% | 0.0031
2023-03-31 00:04 | 0.0236 | 0.0266 | 11.95% | 0.003
2023-03-31 00:05 | 0.0235 | 0.0265 | 12% | 0.003
2023-03-31 00:06 | 0.0232 | 0.0265 | 13.28% | 0.0033
2023-03-31 00:07 | 0.0233 | 0.0267 | 13.6% | 0.0034
2023-03-31 00:08 | 0.0233 | 0.0265 | 12.85% | 0.0032
2023-03-31 00:09 | 0.0233 | 0.0267 | 13.6% | 0.0034
2023-03-31 00:10 | 0.0234 | 0.0269 | 13.92% | 0.0035
2023-03-31 00:11 | 0.0234 | 0.0267 | 13.17% | 0.0033
2023-03-31 00:12 | 0.0236 | 0.0268 | 12.7% | 0.0032
2023-03-31 00:13 | 0.0234 | 0.0267 | 13.17% | 0.0033
2023-03-31 00:14 | 0.0234 | 0.0267 | 13.17% | 0.0033
2023-03-31 00:15 | 0.0234 | 0.0266 | 12.8% | 0.0032
2023-03-31 00:16 | 0.0236 | 0.0267 | 12.33% | 0.0031
2023-03-31 00:17 | 0.0232 | 0.0266 | 13.65% | 0.0034
2023-03-31 00:18 | 0.0233 | 0.0265 | 12.85% | 0.0032
2023-03-31 00:19 | 0.0233 | 0.0266 | 13.23% | 0.0033
2023-03-31 00:20 | 0.0234 | 0.0266 | 12.8% | 0.0032
2023-03-31 00:21 | 0.0233 | 0.0267 | 13.6% | 0.0034
2023-03-31 00:22 | 0.0233 | 0.0267 | 13.6% | 0.0034
2023-03-31 00:23 | 0.0234 | 0.0265 | 12.42% | 0.0031
2023-03-31 00:24 | 0.0234 | 0.0265 | 12.42% | 0.0031
2023-03-31 00:25 | 0.0235 | 0.0266 | 12.38% | 0.0031
2023-03-31 00:26 | 0.0234 | 0.0266 | 12.8% | 0.0032
2023-03-31 00:27 | 0.0233 | 0.0266 | 13.23% | 0.0033
2023-03-31 00:28 | 0.0233 | 0.0265 | 12.85% | 0.0032
2023-03-31 00:29 | 0.0235 | 0.0266 | 12.38% | 0.0031
2023-03-31 00:30 | 0.0234 | 0.0267 | 13.17% | 0.0033
2023-03-31 00:31 | 0.0234 | 0.0266 | 12.8% | 0.0032
2023-03-31 00:32 | 0.0234 | 0.0268 | 13.55% | 0.0034
2023-03-31 00:33 | 0.0236 | 0.0265 | 11.58% | 0.0029
2023-03-31 00:34 | 0.0234 | 0.0267 | 13.17% | 0.0033
2023-03-31 00:35 | 0.0236 | 0.0269 | 13.07% | 0.0033
2023-03-31 00:36 | 0.0235 | 0.0268 | 13.12% | 0.0033
2023-03-31 00:37 | 0.0234 | 0.0267 | 13.17% | 0.0033
2023-03-31 00:38 | 0.0236 | 0.0266 | 11.95% | 0.003
2023-03-31 00:39 | 0.0232 | 0.0266 | 13.65% | 0.0034
2023-03-31 00:40 | 0.0235 | 0.0268 | 13.12% | 0.0033
2023-03-31 00:41 | 0.0234 | 0.0268 | 13.55% | 0.0034
2023-03-31 00:42 | 0.0234 | 0.0267 | 13.17% | 0.0033
2023-03-31 00:43 | 0.0235 | 0.0268 | 13.12% | 0.0033
2023-03-31 00:44 | 0.0233 | 0.0266 | 13.23% | 0.0033
2023-03-31 00:45 | 0.0234 | 0.0269 | 13.92% | 0.0035
2023-03-31 00:46 | 0.0233 | 0.0266 | 13.23% | 0.0033
2023-03-31 00:47 | 0.0233 | 0.0266 | 13.23% | 0.0033
2023-03-31 00:48 | 0.0234 | 0.0267 | 13.17% | 0.0033
2023-03-31 00:49 | 0.0233 | 0.0265 | 12.85% | 0.0032
2023-03-31 00:50 | 0.0234 | 0.0267 | 13.17% | 0.0033
2023-03-31 00:51 | 0.0235 | 0.0266 | 12.38% | 0.0031
2023-03-31 00:52 | 0.0235 | 0.0266 | 12.38% | 0.0031
2023-03-31 00:53 | 0.0236 | 0.0266 | 11.95% | 0.003
2023-03-31 00:54 | 0.0235 | 0.0266 | 12.38% | 0.0031
2023-03-31 00:55 | 0.0235 | 0.0267 | 12.75% | 0.0032
2023-03-31 00:56 | 0.0235 | 0.0266 | 12.38% | 0.0031
2023-03-31 00:57 | 0.0238 | 0.0266 | 11.11% | 0.0028
2023-03-31 00:58 | 0.0237 | 0.0268 | 12.28% | 0.0031
2023-03-31 00:59 | 0.0239 | 0.0269 | 11.81% | 0.003
2023-03-31 01:00 | 0.0237 | 0.0269 | 12.65% | 0.0032
2023-03-31 01:01 | 0.0238 | 0.0269 | 12.23% | 0.0031
2023-03-31 01:02 | 0.0238 | 0.027 | 12.6% | 0.0032
2023-03-31 01:03 | 0.0239 | 0.0268 | 11.44% | 0.0029
2023-03-31 01:04 | 0.0238 | 0.0268 | 11.86% | 0.003
2023-03-31 01:05 | 0.0237 | 0.0269 | 12.65% | 0.0032
2023-03-31 01:06 | 0.0237 | 0.0269 | 12.65% | 0.0032
2023-03-31 01:07 | 0.0238 | 0.0267 | 11.49% | 0.0029
2023-03-31 01:08 | 0.0236 | 0.0265 | 11.58% | 0.0029
2023-03-31 01:09 | 0.0236 | 0.0267 | 12.33% | 0.0031
2023-03-31 01:10 | 0.0236 | 0.0267 | 12.33% | 0.0031
2023-03-31 01:11 | 0.0235 | 0.0268 | 13.12% | 0.0033
2023-03-31 01:12 | 0.0237 | 0.027 | 13.02% | 0.0033
2023-03-31 01:13 | 0.0238 | 0.0268 | 11.86% | 0.003
2023-03-31 01:14 | 0.0237 | 0.0267 | 11.9% | 0.003
2023-03-31 01:15 | 0.0237 | 0.0266 | 11.53% | 0.0029
2023-03-31 01:16 | 0.0236 | 0.0266 | 11.95% | 0.003
2023-03-31 01:17 | 0.0236 | 0.0268 | 12.7% | 0.0032
2023-03-31 01:18 | 0.0236 | 0.0269 | 13.07% | 0.0033
2023-03-31 01:19 | 0.0237 | 0.0268 | 12.28% | 0.0031
2023-03-31 01:20 | 0.0237 | 0.0267 | 11.9% | 0.003
2023-03-31 01:21 | 0.0236 | 0.0267 | 12.33% | 0.0031
2023-03-31 01:22 | 0.0237 | 0.0268 | 12.28% | 0.0031
2023-03-31 01:23 | 0.0234 | 0.0269 | 13.92% | 0.0035
2023-03-31 01:24 | 0.0236 | 0.0267 | 12.33% | 0.0031
2023-03-31 01:25 | 0.0235 | 0.0267 | 12.75% | 0.0032
2023-03-31 01:26 | 0.0235 | 0.0266 | 12.38% | 0.0031
2023-03-31 01:27 | 0.0235 | 0.027 | 13.86% | 0.0035
2023-03-31 01:28 | 0.0235 | 0.0267 | 12.75% | 0.0032
2023-03-31 01:29 | 0.0234 | 0.0267 | 13.17% | 0.0033
2023-03-31 01:30 | 0.0235 | 0.0268 | 13.12% | 0.0033
2023-03-31 01:31 | 0.0235 | 0.0269 | 13.49% | 0.0034
2023-03-31 01:32 | 0.0233 | 0.0269 | 14.34% | 0.0036
2023-03-31 01:33 | 0.0234 | 0.0268 | 13.55% | 0.0034
2023-03-31 01:34 | 0.0234 | 0.0269 | 13.92% | 0.0035
2023-03-31 01:35 | 0.0235 | 0.0268 | 13.12% | 0.0033
2023-03-31 01:36 | 0.0236 | 0.0267 | 12.33% | 0.0031
2023-03-31 01:37 | 0.0234 | 0.0268 | 13.55% | 0.0034
2023-03-31 01:38 | 0.0235 | 0.0268 | 13.12% | 0.0033
2023-03-31 01:39 | 0.0236 | 0.0269 | 13.07% | 0.0033
2023-03-31 01:40 | 0.0233 | 0.0267 | 13.6% | 0.0034
2023-03-31 01:41 | 0.0233 | 0.0269 | 14.34% | 0.0036
2023-03-31 01:42 | 0.0236 | 0.0268 | 12.7% | 0.0032
2023-03-31 01:43 | 0.0236 | 0.0267 | 12.33% | 0.0031
2023-03-31 01:44 | 0.0235 | 0.0267 | 12.75% | 0.0032
2023-03-31 01:45 | 0.0234 | 0.0268 | 13.55% | 0.0034
2023-03-31 01:46 | 0.0236 | 0.0267 | 12.33% | 0.0031
2023-03-31 01:47 | 0.0235 | 0.0268 | 13.12% | 0.0033
2023-03-31 01:48 | 0.0232 | 0.0268 | 14.4% | 0.0036
2023-03-31 01:49 | 0.0235 | 0.027 | 13.86% | 0.0035
2023-03-31 01:50 | 0.0235 | 0.0269 | 13.49% | 0.0034
2023-03-31 01:51 | 0.0236 | 0.0268 | 12.7% | 0.0032
2023-03-31 01:52 | 0.0233 | 0.0269 | 14.34% | 0.0036
2023-03-31 01:53 | 0.0232 | 0.0268 | 14.4% | 0.0036
2023-03-31 01:54 | 0.0235 | 0.0267 | 12.75% | 0.0032
2023-03-31 01:55 | 0.0235 | 0.0268 | 13.12% | 0.0033
2023-03-31 01:56 | 0.0235 | 0.0269 | 13.49% | 0.0034
2023-03-31 01:57 | 0.0236 | 0.027 | 13.44% | 0.0034
2023-03-31 01:58 | 0.0237 | 0.0268 | 12.28% | 0.0031
2023-03-31 01:59 | 0.0235 | 0.0267 | 12.75% | 0.0032
2023-03-31 02:00 | 0.0237 | 0.0266 | 11.53% | 0.0029
2023-03-31 02:01 | 0.0236 | 0.0267 | 12.33% | 0.0031
2023-03-31 02:02 | 0.0237 | 0.0266 | 11.53% | 0.0029
2023-03-31 02:03 | 0.0238 | 0.0266 | 11.11% | 0.0028
2023-03-31 02:04 | 0.0237 | 0.0266 | 11.53% | 0.0029
2023-03-31 02:05 | 0.0237 | 0.0268 | 12.28% | 0.0031
2023-03-31 02:06 | 0.0238 | 0.0266 | 11.11% | 0.0028
2023-03-31 02:07 | 0.0237 | 0.0267 | 11.9% | 0.003
2023-03-31 02:08 | 0.0239 | 0.0266 | 10.69% | 0.0027
2023-03-31 02:09 | 0.0238 | 0.0267 | 11.49% | 0.0029
2023-03-31 02:10 | 0.0238 | 0.0267 | 11.49% | 0.0029
2023-03-31 02:11 | 0.0238 | 0.0266 | 11.11% | 0.0028
2023-03-31 02:12 | 0.0237 | 0.0269 | 12.65% | 0.0032
2023-03-31 02:13 | 0.1928 | 0.1783 | -7.815% | -0.0145
2023-03-31 02:14 | 0.3445 | 0.3157 | -8.725% | -0.0288
2023-03-31 02:15 | 0.5599 | 0.5353 | -4.492% | -0.0246
2023-03-31 02:16 | 0.7668 | 0.7326 | -4.562% | -0.0342
2023-03-31 02:17 | 0.8035 | 0.7671 | -4.635% | -0.0364
2023-03-31 02:18 | 0.8216 | 0.7841 | -4.671% | -0.0375
2023-03-31 02:19 | 0.9947 | 0.9473 | -4.882% | -0.0474
2023-03-31 02:20 | 1.2604 | 1.1984 | -5.043% | -0.062
2023-03-31 02:21 | 1.3527 | 1.2858 | -5.071% | -0.0669
2023-03-31 02:22 | 1.4046 | 1.3351 | -5.074% | -0.0695
2023-03-31 02:23 | 1.3465 | 1.2801 | -5.056% | -0.0664
2023-03-31 02:24 | 1.3585 | 1.2919 | -5.026% | -0.0666
2023-03-31 02:25 | 1.2807 | 1.2181 | -5.01% | -0.0626
2023-03-31 02:26 | 1.2367 | 1.1764 | -4.998% | -0.0603
2023-03-31 02:27 | 1.213 | 1.1539 | -4.994% | -0.0591
2023-03-31 02:28 | 1.1534 | 1.0977 | -4.949% | -0.0557
2023-03-31 02:29 | 1.1095 | 1.0561 | -4.932% | -0.0534
2023-03-31 02:30 | 1.1578 | 1.1016 | -4.975% | -0.0562
2023-03-31 02:31 | 1.1555 | 1.0993 | -4.985% | -0.0562
2023-03-31 02:32 | 1.1478 | 1.0919 | -4.992% | -0.0559
2023-03-31 02:33 | 1.1497 | 1.0937 | -4.992% | -0.056
2023-03-31 02:34 | 1.155 | 1.0984 | -5.024% | -0.0566
2023-03-31 02:35 | 1.1556 | 1.0992 | -5.003% | -0.0564
2023-03-31 02:36 | 1.1568 | 1.1006 | -4.979% | -0.0562
2023-03-31 02:37 | 1.1477 | 1.0919 | -4.983% | -0.0558
2023-03-31 02:38 | 1.1356 | 1.0804 | -4.982% | -0.0552
2023-03-31 02:39 | 1.1352 | 1.0798 | -5.002% | -0.0554
2023-03-31 02:40 | 1.1344 | 1.079 | -5.006% | -0.0554
2023-03-31 02:41 | 1.1346 | 1.0794 | -4.986% | -0.0552
2023-03-31 02:42 | 1.1327 | 1.0777 | -4.976% | -0.055
2023-03-31 02:43 | 1.1317 | 1.0767 | -4.981% | -0.055
2023-03-31 02:44 | 1.1327 | 1.0777 | -4.976% | -0.055
2023-03-31 02:45 | 1.1331 | 1.078 | -4.984% | -0.0551
2023-03-31 02:46 | 1.1354 | 1.0807 | -4.937% | -0.0547
2023-03-31 02:47 | 1.1378 | 1.083 | -4.935% | -0.0548
2023-03-31 02:48 | 1.152 | 1.0962 | -4.964% | -0.0558
2023-03-31 02:49 | 1.1558 | 1.0999 | -4.956% | -0.0559
2023-03-31 02:50 | 1.149 | 1.0934 | -4.959% | -0.0556
2023-03-31 02:51 | 1.0869 | 1.0348 | -4.911% | -0.0521
2023-03-31 02:52 | 1.0652 | 1.0142 | -4.905% | -0.051
2023-03-31 02:53 | 1.0102 | 0.9626 | -4.826% | -0.0476
2023-03-31 02:54 | 1.0189 | 0.9705 | -4.866% | -0.0484
2023-03-31 02:55 | 1.0079 | 0.9601 | -4.858% | -0.0478
2023-03-31 02:56 | 0.954 | 0.9092 | -4.809% | -0.0448
2023-03-31 02:57 | 0.6752 | 0.6447 | -4.622% | -0.0305
2023-03-31 02:58 | 0.0099 | 0.013 | 27.07% | 0.0031
2023-03-31 02:59 | 0.0088 | 0.0122 | 32.38% | 0.0034
2023-03-31 03:00 | 0.0064 | 0.01 | 43.9% | 0.0036
2023-03-31 03:01 | 0.0063 | 0.0101 | 46.34% | 0.0038
2023-03-31 03:02 | 0.0066 | 0.0102 | 42.86% | 0.0036
2023-03-31 03:03 | 0.0066 | 0.01 | 40.96% | 0.0034
2023-03-31 03:04 | 0.0065 | 0.01 | 42.42% | 0.0035
2023-03-31 03:05 | 0.0066 | 0.01 | 40.96% | 0.0034
2023-03-31 03:06 | 0.0204 | 0.0237 | 14.97% | 0.0033
2023-03-31 03:07 | 0.0237 | 0.0266 | 11.53% | 0.0029
2023-03-31 03:08 | 0.0238 | 0.0266 | 11.11% | 0.0028
2023-03-31 03:09 | 0.0238 | 0.0267 | 11.49% | 0.0029
2023-03-31 03:10 | 0.0235 | 0.0266 | 12.38% | 0.0031
2023-03-31 03:11 | 0.0237 | 0.0268 | 12.28% | 0.0031
2023-03-31 03:12 | 0.0237 | 0.0266 | 11.53% | 0.0029
2023-03-31 03:13 | 0.0238 | 0.0267 | 11.49% | 0.0029
2023-03-31 03:14 | 0.0236 | 0.0268 | 12.7% | 0.0032
2023-03-31 03:15 | 0.0236 | 0.0267 | 12.33% | 0.0031
2023-03-31 03:16 | 0.0236 | 0.0268 | 12.7% | 0.0032
2023-03-31 03:17 | 0.0236 | 0.0266 | 11.95% | 0.003
2023-03-31 03:18 | 0.0234 | 0.0268 | 13.55% | 0.0034
2023-03-31 03:19 | 0.0234 | 0.0266 | 12.8% | 0.0032
2023-03-31 03:20 | 0.0235 | 0.0269 | 13.49% | 0.0034
2023-03-31 03:21 | 0.0236 | 0.0267 | 12.33% | 0.0031
2023-03-31 03:22 | 0.0236 | 0.0266 | 11.95% | 0.003
2023-03-31 03:23 | 0.0235 | 0.0267 | 12.75% | 0.0032
2023-03-31 03:24 | 0.0235 | 0.0268 | 13.12% | 0.0033
2023-03-31 03:25 | 0.0235 | 0.0267 | 12.75% | 0.0032
2023-03-31 03:26 | 0.0235 | 0.0266 | 12.38% | 0.0031
2023-03-31 03:27 | 0.0235 | 0.0267 | 12.75% | 0.0032
2023-03-31 03:28 | 0.0235 | 0.0266 | 12.38% | 0.0031
2023-03-31 03:29 | 0.0235 | 0.0266 | 12.38% | 0.0031
2023-03-31 03:30 | 0.0235 | 0.0266 | 12.38% | 0.0031
2023-03-31 03:31 | 0.0235 | 0.0267 | 12.75% | 0.0032
2023-03-31 03:32 | 0.0236 | 0.0267 | 12.33% | 0.0031
2023-03-31 03:33 | 0.0236 | 0.0267 | 12.33% | 0.0031
2023-03-31 03:34 | 0.0237 | 0.0267 | 11.9% | 0.003
2023-03-31 03:35 | 0.0237 | 0.0267 | 11.9% | 0.003
2023-03-31 03:36 | 0.0236 | 0.0267 | 12.33% | 0.0031
2023-03-31 03:37 | 0.0237 | 0.0266 | 11.53% | 0.0029
2023-03-31 03:38 | 0.0237 | 0.0266 | 11.53% | 0.0029
2023-03-31 03:39 | 0.0236 | 0.0267 | 12.33% | 0.0031
2023-03-31 03:40 | 0.0236 | 0.0264 | 11.2% | 0.0028
2023-03-31 03:41 | 0.0235 | 0.0263 | 11.24% | 0.0028
2023-03-31 03:42 | 0.0235 | 0.0267 | 12.75% | 0.0032
2023-03-31 03:43 | 0.0236 | 0.0266 | 11.95% | 0.003
2023-03-31 03:44 | 0.0236 | 0.0266 | 11.95% | 0.003
2023-03-31 03:45 | 0.0235 | 0.0267 | 12.75% | 0.0032
2023-03-31 03:46 | 0.0236 | 0.0267 | 12.33% | 0.0031
2023-03-31 03:47 | 0.0235 | 0.0267 | 12.75% | 0.0032
2023-03-31 03:48 | 0.0234 | 0.0267 | 13.17% | 0.0033
2023-03-31 03:49 | 0.0235 | 0.0267 | 12.75% | 0.0032
2023-03-31 03:50 | 0.0234 | 0.0265 | 12.42% | 0.0031
2023-03-31 03:51 | 0.0236 | 0.0268 | 12.7% | 0.0032
2023-03-31 03:52 | 0.0235 | 0.0267 | 12.75% | 0.0032
2023-03-31 03:53 | 0.0235 | 0.0265 | 12% | 0.003
2023-03-31 03:54 | 0.0235 | 0.0267 | 12.75% | 0.0032
2023-03-31 03:55 | 0.0235 | 0.0266 | 12.38% | 0.0031
2023-03-31 03:56 | 0.0235 | 0.0266 | 12.38% | 0.0031
2023-03-31 03:57 | 0.0236 | 0.0266 | 11.95% | 0.003
2023-03-31 03:58 | 0.0234 | 0.0266 | 12.8% | 0.0032
2023-03-31 03:59 | 0.0237 | 0.0266 | 11.53% | 0.0029
2023-03-31 04:00 | 0.0235 | 0.0267 | 12.75% | 0.0032
2023-03-31 04:01 | 0.0236 | 0.0267 | 12.33% | 0.0031
2023-03-31 04:02 | 0.0236 | 0.0266 | 11.95% | 0.003
2023-03-31 04:03 | 0.0235 | 0.0267 | 12.75% | 0.0032
2023-03-31 04:04 | 0.0234 | 0.0265 | 12.42% | 0.0031
2023-03-31 04:05 | 0.0235 | 0.0264 | 11.62% | 0.0029
2023-03-31 04:06 | 0.0235 | 0.0265 | 12% | 0.003
2023-03-31 04:07 | 0.0234 | 0.0267 | 13.17% | 0.0033
2023-03-31 04:08 | 0.0235 | 0.0268 | 13.12% | 0.0033
2023-03-31 04:09 | 0.0237 | 0.0267 | 11.9% | 0.003
2023-03-31 04:10 | 0.0237 | 0.0268 | 12.28% | 0.0031
2023-03-31 04:11 | 0.0234 | 0.0267 | 13.17% | 0.0033
2023-03-31 04:12 | 0.0235 | 0.0267 | 12.75% | 0.0032
2023-03-31 04:13 | 0.0237 | 0.0268 | 12.28% | 0.0031
2023-03-31 04:14 | 0.0238 | 0.0268 | 11.86% | 0.003
2023-03-31 04:15 | 0.0236 | 0.0269 | 13.07% | 0.0033
2023-03-31 04:16 | 0.0236 | 0.0267 | 12.33% | 0.0031
2023-03-31 04:17 | 0.0234 | 0.0269 | 13.92% | 0.0035
2023-03-31 04:18 | 0.0234 | 0.0268 | 13.55% | 0.0034
2023-03-31 04:19 | 0.0234 | 0.0268 | 13.55% | 0.0034
2023-03-31 04:20 | 0.0234 | 0.0268 | 13.55% | 0.0034
2023-03-31 04:21 | 0.0234 | 0.0268 | 13.55% | 0.0034
2023-03-31 04:22 | 0.0234 | 0.0269 | 13.92% | 0.0035
2023-03-31 04:23 | 0.0233 | 0.0268 | 13.97% | 0.0035
2023-03-31 04:24 | 0.0232 | 0.0269 | 14.77% | 0.0037
2023-03-31 04:25 | 0.0233 | 0.0267 | 13.6% | 0.0034
2023-03-31 04:26 | 0.0233 | 0.0266 | 13.23% | 0.0033
2023-03-31 04:27 | 0.0233 | 0.0268 | 13.97% | 0.0035
2023-03-31 04:28 | 0.0233 | 0.0267 | 13.6% | 0.0034
2023-03-31 04:29 | 0.0233 | 0.0267 | 13.6% | 0.0034
2023-03-31 04:30 | 0.0233 | 0.0268 | 13.97% | 0.0035
2023-03-31 04:31 | 0.0233 | 0.0267 | 13.6% | 0.0034
2023-03-31 04:32 | 0.0234 | 0.0268 | 13.55% | 0.0034
2023-03-31 04:33 | 0.0235 | 0.0268 | 13.12% | 0.0033
2023-03-31 04:34 | 0.0235 | 0.0267 | 12.75% | 0.0032
2023-03-31 04:35 | 0.0235 | 0.0266 | 12.38% | 0.0031
2023-03-31 04:36 | 0.0235 | 0.0266 | 12.38% | 0.0031
2023-03-31 04:37 | 0.0235 | 0.0266 | 12.38% | 0.0031
2023-03-31 04:38 | 0.0235 | 0.0265 | 12% | 0.003
2023-03-31 04:39 | 0.0236 | 0.0266 | 11.95% | 0.003
2023-03-31 04:40 | 0.0237 | 0.0266 | 11.53% | 0.0029
2023-03-31 04:41 | 0.0236 | 0.0264 | 11.2% | 0.0028
2023-03-31 04:42 | 0.0237 | 0.0265 | 11.16% | 0.0028
2023-03-31 04:43 | 0.0235 | 0.0266 | 12.38% | 0.0031
2023-03-31 04:44 | 0.0236 | 0.0266 | 11.95% | 0.003
2023-03-31 04:45 | 0.0236 | 0.0265 | 11.58% | 0.0029
2023-03-31 04:46 | 0.0235 | 0.0266 | 12.38% | 0.0031
2023-03-31 04:47 | 0.0234 | 0.0267 | 13.17% | 0.0033
2023-03-31 04:48 | 0.0235 | 0.0267 | 12.75% | 0.0032
2023-03-31 04:49 | 0.0234 | 0.0268 | 13.55% | 0.0034
2023-03-31 04:50 | 0.0234 | 0.0265 | 12.42% | 0.0031
2023-03-31 04:51 | 0.0234 | 0.0268 | 13.55% | 0.0034
2023-03-31 04:52 | 0.0233 | 0.0265 | 12.85% | 0.0032
2023-03-31 04:53 | 0.0235 | 0.0266 | 12.38% | 0.0031
2023-03-31 04:54 | 0.0234 | 0.0267 | 13.17% | 0.0033
2023-03-31 04:55 | 0.0236 | 0.0267 | 12.33% | 0.0031
2023-03-31 04:56 | 0.0236 | 0.0268 | 12.7% | 0.0032
2023-03-31 04:57 | 0.0236 | 0.0265 | 11.58% | 0.0029
2023-03-31 04:58 | 0.0237 | 0.0268 | 12.28% | 0.0031
2023-03-31 04:59 | 0.0235 | 0.0268 | 13.12% | 0.0033
2023-03-31 05:00 | 0.0235 | 0.0267 | 12.75% | 0.0032
2023-03-31 05:01 | 0.0235 | 0.0268 | 13.12% | 0.0033
2023-03-31 05:02 | 0.0235 | 0.0264 | 11.62% | 0.0029
2023-03-31 05:03 | 0.0235 | 0.0265 | 12% | 0.003
2023-03-31 05:04 | 0.0234 | 0.0264 | 12.05% | 0.003
2023-03-31 05:05 | 0.0236 | 0.0265 | 11.58% | 0.0029
2023-03-31 05:06 | 0.0235 | 0.0265 | 12% | 0.003
2023-03-31 05:07 | 0.0235 | 0.0264 | 11.62% | 0.0029
2023-03-31 05:08 | 0.0234 | 0.0265 | 12.42% | 0.0031
2023-03-31 05:09 | 0.0234 | 0.0265 | 12.42% | 0.0031
2023-03-31 05:10 | 0.0237 | 0.0264 | 10.78% | 0.0027
2023-03-31 05:11 | 0.1958 | 0.1811 | -7.8% | -0.0147
2023-03-31 05:12 | 0.3429 | 0.3141 | -8.767% | -0.0288
2023-03-31 05:13 | 0.5826 | 0.5569 | -4.511% | -0.0257
2023-03-31 05:14 | 0.6381 | 0.6122 | -4.143% | -0.0259
2023-03-31 05:15 | 0.6713 | 0.6435 | -4.229% | -0.0278
2023-03-31 05:16 | 0.7851 | 0.7504 | -4.52% | -0.0347
2023-03-31 05:17 | 0.9447 | 0.9008 | -4.758% | -0.0439
2023-03-31 05:18 | 1.1746 | 1.1176 | -4.973% | -0.057
2023-03-31 05:19 | 1.3227 | 1.258 | -5.014% | -0.0647
2023-03-31 05:20 | 1.3708 | 1.3037 | -5.018% | -0.0671
2023-03-31 05:21 | 1.4039 | 1.3351 | -5.024% | -0.0688
2023-03-31 05:22 | 1.3955 | 1.3271 | -5.025% | -0.0684
2023-03-31 05:23 | 1.3293 | 1.2639 | -5.044% | -0.0654
2023-03-31 05:24 | 1.2516 | 1.1901 | -5.037% | -0.0615
2023-03-31 05:25 | 1.1929 | 1.1349 | -4.983% | -0.058
2023-03-31 05:26 | 1.1713 | 1.1146 | -4.961% | -0.0567
2023-03-31 05:27 | 1.1554 | 1.0997 | -4.94% | -0.0557
2023-03-31 05:28 | 1.142 | 1.0872 | -4.917% | -0.0548
2023-03-31 05:29 | 1.1764 | 1.1197 | -4.939% | -0.0567
2023-03-31 05:30 | 1.2028 | 1.1448 | -4.941% | -0.058
2023-03-31 05:31 | 1.2169 | 1.1582 | -4.943% | -0.0587
2023-03-31 05:32 | 1.213 | 1.1544 | -4.951% | -0.0586
2023-03-31 05:33 | 1.2065 | 1.148 | -4.969% | -0.0585
2023-03-31 05:34 | 1.2047 | 1.1462 | -4.977% | -0.0585
2023-03-31 05:35 | 1.1953 | 1.1376 | -4.947% | -0.0577
2023-03-31 05:36 | 1.1895 | 1.1322 | -4.936% | -0.0573
2023-03-31 05:37 | 1.1886 | 1.1313 | -4.94% | -0.0573
2023-03-31 05:38 | 1.1874 | 1.1303 | -4.927% | -0.0571
2023-03-31 05:39 | 1.1869 | 1.1296 | -4.947% | -0.0573
2023-03-31 05:40 | 1.1869 | 1.1297 | -4.938% | -0.0572
2023-03-31 05:41 | 1.1862 | 1.129 | -4.941% | -0.0572
2023-03-31 05:42 | 0.917 | 0.882 | -3.891% | -0.035
2023-03-31 05:43 | 0.8019 | 0.7765 | -3.218% | -0.0254
2023-03-31 05:44 | 1.1853 | 1.1581 | -2.321% | -0.0272
2023-03-31 05:45 | 1.1856 | 1.1586 | -2.304% | -0.027
2023-03-31 05:46 | 1.1874 | 1.1604 | -2.3% | -0.027
2023-03-31 05:47 | 1.1886 | 1.1617 | -2.289% | -0.0269
2023-03-31 05:48 | 1.195 | 1.1677 | -2.311% | -0.0273
2023-03-31 05:49 | 1.2029 | 1.1755 | -2.304% | -0.0274
2023-03-31 05:50 | 1.2151 | 1.1872 | -2.323% | -0.0279
2023-03-31 05:51 | 1.1503 | 1.1243 | -2.286% | -0.026
2023-03-31 05:52 | 1.121 | 1.0961 | -2.246% | -0.0249
2023-03-31 05:53 | 0.7439 | 0.7288 | -2.051% | -0.0151
2023-03-31 05:54 | 0.0099 | 0.0132 | 28.57% | 0.0033
2023-03-31 05:55 | 0.0089 | 0.0122 | 31.28% | 0.0033
2023-03-31 05:56 | 0.0066 | 0.0103 | 43.79% | 0.0037
2023-03-31 05:57 | 0.0065 | 0.0102 | 44.31% | 0.0037
2023-03-31 05:58 | 0.0066 | 0.0104 | 44.71% | 0.0038
2023-03-31 05:59 | 0.0068 | 0.0102 | 40% | 0.0034
2023-03-31 06:00 | 0.0065 | 0.0101 | 43.37% | 0.0036
2023-03-31 06:01 | 0.0066 | 0.0099 | 40% | 0.0033
2023-03-31 06:02 | 0.0188 | 0.0225 | 17.92% | 0.0037
2023-03-31 06:03 | 0.0233 | 0.0268 | 13.97% | 0.0035
2023-03-31 06:04 | 0.0232 | 0.0268 | 14.4% | 0.0036
2023-03-31 06:05 | 0.0232 | 0.0268 | 14.4% | 0.0036
2023-03-31 06:06 | 0.0231 | 0.0268 | 14.83% | 0.0037
2023-03-31 06:07 | 0.0231 | 0.0267 | 14.46% | 0.0036
2023-03-31 06:08 | 0.023 | 0.0266 | 14.52% | 0.0036
2023-03-31 06:09 | 0.0231 | 0.0266 | 14.08% | 0.0035
2023-03-31 06:10 | 0.0233 | 0.0267 | 13.6% | 0.0034
2023-03-31 06:11 | 0.0231 | 0.0267 | 14.46% | 0.0036
2023-03-31 06:12 | 0.0231 | 0.0267 | 14.46% | 0.0036
2023-03-31 06:13 | 0.0231 | 0.0266 | 14.08% | 0.0035
2023-03-31 06:14 | 0.0231 | 0.0268 | 14.83% | 0.0037
2023-03-31 06:15 | 0.023 | 0.0266 | 14.52% | 0.0036
2023-03-31 06:16 | 0.0231 | 0.0266 | 14.08% | 0.0035
2023-03-31 06:17 | 0.0229 | 0.0266 | 14.95% | 0.0037
2023-03-31 06:18 | 0.0228 | 0.0266 | 15.38% | 0.0038
2023-03-31 06:19 | 0.023 | 0.0266 | 14.52% | 0.0036
2023-03-31 06:20 | 0.023 | 0.0267 | 14.89% | 0.0037
2023-03-31 06:21 | 0.023 | 0.0269 | 15.63% | 0.0039
2023-03-31 06:22 | 0.023 | 0.0272 | 16.73% | 0.0042
2023-03-31 06:23 | 0.023 | 0.0271 | 16.37% | 0.0041
2023-03-31 06:24 | 0.0228 | 0.0272 | 17.6% | 0.0044
2023-03-31 06:25 | 0.0228 | 0.027 | 16.87% | 0.0042
2023-03-31 06:26 | 0.023 | 0.0272 | 16.73% | 0.0042
2023-03-31 06:27 | 0.023 | 0.0272 | 16.73% | 0.0042
2023-03-31 06:28 | 0.0228 | 0.0269 | 16.5% | 0.0041
2023-03-31 06:29 | 0.0229 | 0.027 | 16.43% | 0.0041
2023-03-31 06:30 | 0.0229 | 0.0269 | 16.06% | 0.004
2023-03-31 06:31 | 0.0229 | 0.0268 | 15.69% | 0.0039
2023-03-31 06:32 | 0.0229 | 0.0269 | 16.06% | 0.004
2023-03-31 06:33 | 0.0232 | 0.0266 | 13.65% | 0.0034
2023-03-31 06:34 | 0.0232 | 0.0266 | 13.65% | 0.0034
2023-03-31 06:35 | 0.0233 | 0.0267 | 13.6% | 0.0034
2023-03-31 06:36 | 0.0233 | 0.0266 | 13.23% | 0.0033
2023-03-31 06:37 | 0.0229 | 0.0267 | 15.32% | 0.0038
2023-03-31 06:38 | 0.0228 | 0.0265 | 15.01% | 0.0037
2023-03-31 06:39 | 0.0229 | 0.0264 | 14.2% | 0.0035
2023-03-31 06:40 | 0.0229 | 0.0265 | 14.57% | 0.0036
2023-03-31 06:41 | 0.0228 | 0.0264 | 14.63% | 0.0036
2023-03-31 06:42 | 0.0226 | 0.0264 | 15.51% | 0.0038
2023-03-31 06:43 | 0.0228 | 0.0264 | 14.63% | 0.0036
2023-03-31 06:44 | 0.0227 | 0.0263 | 14.69% | 0.0036
2023-03-31 06:45 | 0.023 | 0.0267 | 14.89% | 0.0037
2023-03-31 06:46 | 0.0228 | 0.0268 | 16.13% | 0.004
2023-03-31 06:47 | 0.0228 | 0.0267 | 15.76% | 0.0039
2023-03-31 06:48 | 0.0229 | 0.0268 | 15.69% | 0.0039
2023-03-31 06:49 | 0.0229 | 0.0267 | 15.32% | 0.0038
2023-03-31 06:50 | 0.0227 | 0.0265 | 15.45% | 0.0038
2023-03-31 06:51 | 0.0227 | 0.0264 | 15.07% | 0.0037
2023-03-31 06:52 | 0.0226 | 0.0262 | 14.75% | 0.0036
2023-03-31 06:53 | 0.0226 | 0.0263 | 15.13% | 0.0037
2023-03-31 06:54 | 0.0227 | 0.0262 | 14.31% | 0.0035
2023-03-31 06:55 | 0.0226 | 0.0262 | 14.75% | 0.0036
2023-03-31 06:56 | 0.0225 | 0.0263 | 15.57% | 0.0038
2023-03-31 06:57 | 0.0226 | 0.0261 | 14.37% | 0.0035
2023-03-31 06:58 | 0.0228 | 0.0263 | 14.26% | 0.0035
2023-03-31 06:59 | 0.0231 | 0.0266 | 14.08% | 0.0035
2023-03-31 07:00 | 0.0229 | 0.0266 | 14.95% | 0.0037
2023-03-31 07:01 | 0.0229 | 0.0266 | 14.95% | 0.0037
2023-03-31 07:02 | 0.0231 | 0.0266 | 14.08% | 0.0035
2023-03-31 07:03 | 0.0228 | 0.0264 | 14.63% | 0.0036
2023-03-31 07:04 | 0.0228 | 0.0264 | 14.63% | 0.0036
2023-03-31 07:05 | 0.023 | 0.0263 | 13.39% | 0.0033
2023-03-31 07:06 | 0.0229 | 0.0262 | 13.44% | 0.0033
2023-03-31 07:07 | 0.0228 | 0.0262 | 13.88% | 0.0034
2023-03-31 07:08 | 0.0229 | 0.0264 | 14.2% | 0.0035
2023-03-31 07:09 | 0.023 | 0.0263 | 13.39% | 0.0033
2023-03-31 07:10 | 0.0229 | 0.0265 | 14.57% | 0.0036
2023-03-31 07:11 | 0.0229 | 0.0264 | 14.2% | 0.0035
2023-03-31 07:12 | 0.0228 | 0.0265 | 15.01% | 0.0037
2023-03-31 07:13 | 0.0228 | 0.0263 | 14.26% | 0.0035
2023-03-31 07:14 | 0.0226 | 0.0263 | 15.13% | 0.0037
2023-03-31 07:15 | 0.0223 | 0.0262 | 16.08% | 0.0039
2023-03-31 07:16 | 0.0224 | 0.0264 | 16.39% | 0.004
2023-03-31 07:17 | 0.0224 | 0.0262 | 15.64% | 0.0038
2023-03-31 07:18 | 0.0223 | 0.0262 | 16.08% | 0.0039
2023-03-31 07:19 | 0.0224 | 0.0263 | 16.02% | 0.0039
2023-03-31 07:20 | 0.0224 | 0.0263 | 16.02% | 0.0039
2023-03-31 07:21 | 0.0225 | 0.0263 | 15.57% | 0.0038
2023-03-31 07:22 | 0.0223 | 0.0262 | 16.08% | 0.0039
2023-03-31 07:23 | 0.0224 | 0.0264 | 16.39% | 0.004
2023-03-31 07:24 | 0.0224 | 0.0263 | 16.02% | 0.0039
2023-03-31 07:25 | 0.0225 | 0.0264 | 15.95% | 0.0039
2023-03-31 07:26 | 0.0226 | 0.0264 | 15.51% | 0.0038
2023-03-31 07:27 | 0.0226 | 0.0264 | 15.51% | 0.0038
2023-03-31 07:28 | 0.0227 | 0.0263 | 14.69% | 0.0036
2023-03-31 07:29 | 0.0227 | 0.0265 | 15.45% | 0.0038
2023-03-31 07:30 | 0.2357 | 0.2229 | -5.582% | -0.0128
2023-03-31 07:31 | 0.3768 | 0.3557 | -5.761% | -0.0211
2023-03-31 07:32 | 0.5964 | 0.5887 | -1.299% | -0.0077
2023-03-31 07:33 | 0.6427 | 0.6337 | -1.41% | -0.009
2023-03-31 07:34 | 0.6602 | 0.6505 | -1.48% | -0.0097
2023-03-31 07:35 | 0.7348 | 0.7228 | -1.647% | -0.012
2023-03-31 07:36 | 0.9746 | 0.955 | -2.032% | -0.0196
2023-03-31 07:37 | 1.1437 | 1.1195 | -2.139% | -0.0242
2023-03-31 07:38 | 1.2594 | 1.2322 | -2.183% | -0.0272
2023-03-31 07:39 | 1.2905 | 1.2623 | -2.209% | -0.0282
2023-03-31 07:40 | 1.3147 | 1.2862 | -2.192% | -0.0285
2023-03-31 07:41 | 1.2424 | 1.2159 | -2.156% | -0.0265
2023-03-31 07:42 | 1.239 | 1.212 | -2.203% | -0.027
2023-03-31 07:43 | 1.2435 | 1.2162 | -2.22% | -0.0273
2023-03-31 07:44 | 1.1967 | 1.1707 | -2.197% | -0.026
2023-03-31 07:45 | 1.1252 | 1.1013 | -2.147% | -0.0239
2023-03-31 07:46 | 1.0931 | 1.0702 | -2.117% | -0.0229
2023-03-31 07:47 | 1.0771 | 1.0549 | -2.083% | -0.0222
2023-03-31 07:48 | 1.0598 | 1.038 | -2.078% | -0.0218
2023-03-31 07:49 | 1.0576 | 1.0358 | -2.083% | -0.0218
2023-03-31 07:50 | 1.1383 | 1.1138 | -2.176% | -0.0245
2023-03-31 07:51 | 1.1478 | 1.1233 | -2.158% | -0.0245
2023-03-31 07:52 | 1.1538 | 1.1291 | -2.164% | -0.0247
2023-03-31 07:53 | 1.1487 | 1.1241 | -2.165% | -0.0246
2023-03-31 07:54 | 1.142 | 1.1178 | -2.142% | -0.0242
2023-03-31 07:55 | 1.1371 | 1.1129 | -2.151% | -0.0242
2023-03-31 07:56 | 1.1309 | 1.1072 | -2.118% | -0.0237
2023-03-31 07:57 | 1.1261 | 1.1026 | -2.109% | -0.0235
2023-03-31 07:58 | 1.1252 | 1.101 | -2.174% | -0.0242
2023-03-31 07:59 | 1.1233 | 1.0993 | -2.16% | -0.024
2023-03-31 08:00 | 1.1225 | 1.0983 | -2.179% | -0.0242
2023-03-31 08:01 | 1.1219 | 1.0982 | -2.135% | -0.0237
2023-03-31 08:02 | 1.1246 | 1.1005 | -2.166% | -0.0241
2023-03-31 08:03 | 1.1269 | 1.103 | -2.144% | -0.0239
2023-03-31 08:04 | 1.1262 | 1.1022 | -2.154% | -0.024
2023-03-31 08:05 | 1.1261 | 1.1022 | -2.145% | -0.0239
2023-03-31 08:06 | 1.1338 | 1.1095 | -2.166% | -0.0243
2023-03-31 08:07 | 1.1461 | 1.1215 | -2.17% | -0.0246
2023-03-31 08:08 | 1.1419 | 1.1173 | -2.178% | -0.0246
2023-03-31 08:09 | 1.0776 | 1.0545 | -2.167% | -0.0231
2023-03-31 08:10 | 1.0649 | 1.0426 | -2.116% | -0.0223
2023-03-31 08:11 | 0.9974 | 0.9768 | -2.087% | -0.0206
2023-03-31 08:12 | 1.0028 | 0.9825 | -2.045% | -0.0203
2023-03-31 08:13 | 1.0049 | 0.9842 | -2.081% | -0.0207
2023-03-31 08:14 | 0.9605 | 0.9414 | -2.009% | -0.0191
2023-03-31 08:15 | 0.952 | 0.9332 | -1.994% | -0.0188
2023-03-31 08:16 | 0.9412 | 0.9227 | -1.985% | -0.0185
2023-03-31 08:17 | 0.9336 | 0.9155 | -1.958% | -0.0181
2023-03-31 08:18 | 0.9257 | 0.9078 | -1.953% | -0.0179
2023-03-31 08:19 | 0.9164 | 0.8986 | -1.961% | -0.0178
2023-03-31 08:20 | 0.9088 | 0.8911 | -1.967% | -0.0177
2023-03-31 08:21 | 0.9262 | 0.9081 | -1.974% | -0.0181
2023-03-31 08:22 | 0.9546 | 0.9358 | -1.989% | -0.0188
2023-03-31 08:23 | 0.9551 | 0.9362 | -1.999% | -0.0189
2023-03-31 08:24 | 0.9509 | 0.9323 | -1.975% | -0.0186
2023-03-31 08:25 | 0.9526 | 0.9337 | -2.004% | -0.0189
2023-03-31 08:26 | 0.9526 | 0.9335 | -2.025% | -0.0191
2023-03-31 08:27 | 0.9517 | 0.933 | -1.984% | -0.0187
2023-03-31 08:28 | 0.9516 | 0.9327 | -2.006% | -0.0189
2023-03-31 08:29 | 0.951 | 0.9321 | -2.007% | -0.0189
2023-03-31 08:30 | 0.955 | 0.936 | -2.01% | -0.019
2023-03-31 08:31 | 0.9654 | 0.9461 | -2.019% | -0.0193
2023-03-31 08:32 | 0.9723 | 0.9523 | -2.078% | -0.02
2023-03-31 08:33 | 0.9837 | 0.9636 | -2.064% | -0.0201
2023-03-31 08:34 | 0.9983 | 0.9777 | -2.085% | -0.0206
2023-03-31 08:35 | 0.9981 | 0.9778 | -2.055% | -0.0203
2023-03-31 08:36 | 0.9618 | 0.9421 | -2.069% | -0.0197
2023-03-31 08:37 | 0.9614 | 0.9415 | -2.092% | -0.0199
2023-03-31 08:38 | 0.9139 | 0.8959 | -1.989% | -0.018
2023-03-31 08:39 | 0.9068 | 0.8893 | -1.949% | -0.0175
2023-03-31 08:40 | 0.884 | 0.8673 | -1.907% | -0.0167
2023-03-31 08:41 | 0.8529 | 0.8375 | -1.822% | -0.0154
2023-03-31 08:42 | 0.8449 | 0.8297 | -1.815% | -0.0152
2023-03-31 08:43 | 0.8377 | 0.823 | -1.77% | -0.0147
2023-03-31 08:44 | 0.8379 | 0.8232 | -1.77% | -0.0147
2023-03-31 08:45 | 0.8383 | 0.8237 | -1.757% | -0.0146
2023-03-31 08:46 | 0.8329 | 0.8184 | -1.756% | -0.0145
2023-03-31 08:47 | 0.8185 | 0.8044 | -1.738% | -0.0141
2023-03-31 08:48 | 0.8103 | 0.7967 | -1.693% | -0.0136
2023-03-31 08:49 | 0.829 | 0.8146 | -1.752% | -0.0144
2023-03-31 08:50 | 0.8653 | 0.8497 | -1.819% | -0.0156
2023-03-31 08:51 | 0.8564 | 0.8409 | -1.826% | -0.0155
2023-03-31 08:52 | 0.8811 | 0.865 | -1.844% | -0.0161
2023-03-31 08:53 | 0.9139 | 0.8964 | -1.933% | -0.0175
2023-03-31 08:54 | 0.9138 | 0.8961 | -1.956% | -0.0177
2023-03-31 08:55 | 0.9117 | 0.8942 | -1.938% | -0.0175
2023-03-31 08:56 | 0.9128 | 0.8951 | -1.958% | -0.0177
2023-03-31 08:57 | 0.9116 | 0.8943 | -1.916% | -0.0173
2023-03-31 08:58 | 0.912 | 0.8943 | -1.96% | -0.0177
2023-03-31 08:59 | 0.911 | 0.8932 | -1.973% | -0.0178
2023-03-31 09:00 | 0.9089 | 0.8912 | -1.967% | -0.0177
2023-03-31 09:01 | 0.9316 | 0.9134 | -1.973% | -0.0182
2023-03-31 09:02 | 0.9641 | 0.9452 | -1.98% | -0.0189
2023-03-31 09:03 | 0.9668 | 0.9476 | -2.006% | -0.0192
2023-03-31 09:04 | 0.9795 | 0.9598 | -2.032% | -0.0197
2023-03-31 09:05 | 0.9851 | 0.9654 | -2.02% | -0.0197
2023-03-31 09:06 | 0.9998 | 0.9796 | -2.041% | -0.0202
2023-03-31 09:07 | 0.9703 | 0.9508 | -2.03% | -0.0195
2023-03-31 09:08 | 0.9602 | 0.9411 | -2.009% | -0.0191
2023-03-31 09:09 | 0.9165 | 0.8987 | -1.961% | -0.0178
2023-03-31 09:10 | 0.9076 | 0.8901 | -1.947% | -0.0175
2023-03-31 09:11 | 0.9066 | 0.8888 | -1.983% | -0.0178
2023-03-31 09:12 | 0.8541 | 0.8381 | -1.891% | -0.016
2023-03-31 09:13 | 0.8256 | 0.8104 | -1.858% | -0.0152
2023-03-31 09:14 | 0.7738 | 0.7603 | -1.76% | -0.0135
2023-03-31 09:15 | 0.763 | 0.7503 | -1.678% | -0.0127
2023-03-31 09:16 | 0.7534 | 0.7409 | -1.673% | -0.0125
2023-03-31 09:17 | 0.7958 | 0.782 | -1.749% | -0.0138
2023-03-31 09:18 | 0.8074 | 0.7934 | -1.749% | -0.014
2023-03-31 09:19 | 0.8075 | 0.7932 | -1.787% | -0.0143
2023-03-31 09:20 | 0.798 | 0.7843 | -1.732% | -0.0137
2023-03-31 09:21 | 0.8228 | 0.8083 | -1.778% | -0.0145
2023-03-31 09:22 | 0.8639 | 0.8479 | -1.869% | -0.016
2023-03-31 09:23 | 0.862 | 0.846 | -1.874% | -0.016
2023-03-31 09:24 | 0.8599 | 0.8439 | -1.878% | -0.016
2023-03-31 09:25 | 0.8569 | 0.8412 | -1.849% | -0.0157
2023-03-31 09:26 | 0.8568 | 0.8411 | -1.849% | -0.0157
2023-03-31 09:27 | 0.8568 | 0.8412 | -1.837% | -0.0156
2023-03-31 09:28 | 0.8564 | 0.8408 | -1.838% | -0.0156
2023-03-31 09:29 | 0.8568 | 0.8413 | -1.826% | -0.0155
2023-03-31 09:30 | 0.8565 | 0.8409 | -1.838% | -0.0156
2023-03-31 09:31 | 0.8566 | 0.8406 | -1.885% | -0.016
2023-03-31 09:32 | 0.8591 | 0.8433 | -1.856% | -0.0158
2023-03-31 09:33 | 0.8678 | 0.852 | -1.837% | -0.0158
2023-03-31 09:34 | 0.8578 | 0.8424 | -1.812% | -0.0154
2023-03-31 09:35 | 0.3541 | 0.3549 | 0.2257% | 0.0008
2023-03-31 09:36 | 0.0912 | 0.0879 | -3.685% | -0.0033
2023-03-31 09:37 | 0.0749 | 0.073 | -2.569% | -0.0019
2023-03-31 09:38 | 0.4763 | 0.4614 | -3.178% | -0.0149
2023-03-31 09:39 | 0.6698 | 0.6551 | -2.219% | -0.0147
2023-03-31 09:40 | 0.0809 | 0.0788 | -2.63% | -0.0021
2023-03-31 09:41 | 0.2845 | 0.2692 | -5.526% | -0.0153
2023-03-31 09:42 | 0.6369 | 0.6263 | -1.678% | -0.0106
2023-03-31 09:43 | 0.9624 | 0.9437 | -1.962% | -0.0187
2023-03-31 09:44 | 1.1155 | 1.0924 | -2.092% | -0.0231
2023-03-31 09:45 | 1.2318 | 1.2052 | -2.183% | -0.0266
2023-03-31 09:46 | 1.2258 | 1.1994 | -2.177% | -0.0264
2023-03-31 09:47 | 1.2531 | 1.2263 | -2.162% | -0.0268
2023-03-31 09:48 | 1.2041 | 1.1788 | -2.123% | -0.0253
2023-03-31 09:49 | 1.178 | 1.1532 | -2.128% | -0.0248
2023-03-31 09:50 | 1.1125 | 1.0893 | -2.107% | -0.0232
2023-03-31 09:51 | 1.1123 | 1.0893 | -2.089% | -0.023
2023-03-31 09:52 | 1.0568 | 1.0351 | -2.075% | -0.0217
2023-03-31 09:53 | 0.9698 | 0.9505 | -2.01% | -0.0193
2023-03-31 09:54 | 0.9428 | 0.9244 | -1.971% | -0.0184
2023-03-31 09:55 | 0.9443 | 0.9258 | -1.979% | -0.0185
2023-03-31 09:56 | 0.9555 | 0.9369 | -1.966% | -0.0186
2023-03-31 09:57 | 0.8807 | 0.8643 | -1.88% | -0.0164
2023-03-31 09:58 | 0.8243 | 0.8096 | -1.799% | -0.0147
2023-03-31 09:59 | 0.8008 | 0.7866 | -1.789% | -0.0142
2023-03-31 10:00 | 0.803 | 0.7887 | -1.797% | -0.0143
2023-03-31 10:01 | 0.7711 | 0.758 | -1.713% | -0.0131
2023-03-31 10:02 | 0.7527 | 0.7403 | -1.661% | -0.0124
2023-03-31 10:03 | 0.7486 | 0.7363 | -1.657% | -0.0123
2023-03-31 10:04 | 0.7062 | 0.6952 | -1.57% | -0.011
2023-03-31 10:05 | 0.6686 | 0.6586 | -1.507% | -0.01
2023-03-31 10:06 | 0.6434 | 0.6344 | -1.409% | -0.009
2023-03-31 10:07 | 0.6361 | 0.6271 | -1.425% | -0.009
2023-03-31 10:08 | 0.6317 | 0.6229 | -1.403% | -0.0088
2023-03-31 10:09 | 0.6364 | 0.6274 | -1.424% | -0.009
2023-03-31 10:10 | 0.6521 | 0.6426 | -1.468% | -0.0095
2023-03-31 10:11 | 0.6389 | 0.6297 | -1.45% | -0.0092
2023-03-31 10:12 | 0.6159 | 0.6076 | -1.357% | -0.0083
2023-03-31 10:13 | 0.6132 | 0.6052 | -1.313% | -0.008
2023-03-31 10:14 | 0.608 | 0.6003 | -1.275% | -0.0077
2023-03-31 10:15 | 0.6608 | 0.6514 | -1.433% | -0.0094
2023-03-31 10:16 | 0.665 | 0.6555 | -1.439% | -0.0095
2023-03-31 10:17 | 0.7257 | 0.714 | -1.625% | -0.0117
2023-03-31 10:18 | 0.7337 | 0.7216 | -1.663% | -0.0121
2023-03-31 10:19 | 0.7429 | 0.7307 | -1.656% | -0.0122
2023-03-31 10:20 | 0.7452 | 0.7328 | -1.678% | -0.0124
2023-03-31 10:21 | 0.7482 | 0.736 | -1.644% | -0.0122
2023-03-31 10:22 | 0.7558 | 0.743 | -1.708% | -0.0128
2023-03-31 10:23 | 0.76 | 0.7472 | -1.699% | -0.0128
2023-03-31 10:24 | 0.6998 | 0.6888 | -1.584% | -0.011
2023-03-31 10:25 | 0.6882 | 0.6775 | -1.567% | -0.0107
2023-03-31 10:26 | 0.6772 | 0.6672 | -1.488% | -0.01
2023-03-31 10:27 | 0.6723 | 0.6623 | -1.499% | -0.01
2023-03-31 10:28 | 0.6711 | 0.661 | -1.516% | -0.0101
2023-03-31 10:29 | 0.6707 | 0.6607 | -1.502% | -0.01
2023-03-31 10:30 | 0.6717 | 0.6617 | -1.5% | -0.01
2023-03-31 10:31 | 0.6741 | 0.664 | -1.51% | -0.0101
2023-03-31 10:32 | 0.6821 | 0.6715 | -1.566% | -0.0106
2023-03-31 10:33 | 0.6838 | 0.6733 | -1.547% | -0.0105
2023-03-31 10:34 | 0.6875 | 0.6768 | -1.569% | -0.0107
2023-03-31 10:35 | 0.6906 | 0.6797 | -1.591% | -0.0109
2023-03-31 10:36 | 0.6949 | 0.6836 | -1.639% | -0.0113
2023-03-31 10:37 | 0.6639 | 0.6538 | -1.533% | -0.0101
2023-03-31 10:38 | 0.6344 | 0.6254 | -1.429% | -0.009
2023-03-31 10:39 | 0.6141 | 0.6058 | -1.361% | -0.0083
2023-03-31 10:40 | 0.6084 | 0.6001 | -1.374% | -0.0083
2023-03-31 10:41 | 0.6071 | 0.599 | -1.343% | -0.0081
2023-03-31 10:42 | 0.6063 | 0.5982 | -1.345% | -0.0081
2023-03-31 10:43 | 0.6056 | 0.5976 | -1.33% | -0.008
2023-03-31 10:44 | 0.6053 | 0.5973 | -1.33% | -0.008
2023-03-31 10:45 | 0.6034 | 0.5957 | -1.284% | -0.0077
2023-03-31 10:46 | 0.6044 | 0.5965 | -1.316% | -0.0079
2023-03-31 10:47 | 0.6064 | 0.5985 | -1.311% | -0.0079
2023-03-31 10:48 | 0.6111 | 0.6032 | -1.301% | -0.0079
2023-03-31 10:49 | 0.6167 | 0.6087 | -1.306% | -0.008
2023-03-31 10:50 | 0.6197 | 0.6115 | -1.332% | -0.0082
2023-03-31 10:51 | 0.6221 | 0.6141 | -1.294% | -0.008
2023-03-31 10:52 | 0.6302 | 0.6217 | -1.358% | -0.0085
2023-03-31 10:53 | 0.6371 | 0.6285 | -1.359% | -0.0086
2023-03-31 10:54 | 0.2338 | 0.2328 | -0.4286% | -0.001
2023-03-31 10:55 | 0.0098 | 0.0129 | 27.31% | 0.0031
2023-03-31 10:56 | 0.0077 | 0.011 | 35.29% | 0.0033
2023-03-31 10:57 | 0.0066 | 0.01 | 40.96% | 0.0034
2023-03-31 10:58 | 0.0066 | 0.0101 | 41.92% | 0.0035
2023-03-31 10:59 | 0.0066 | 0.0102 | 42.86% | 0.0036
2023-03-31 11:00 | 0.0089 | 0.0126 | 34.42% | 0.0037
2023-03-31 11:01 | 0.0231 | 0.027 | 15.57% | 0.0039
2023-03-31 11:02 | 0.0234 | 0.0271 | 14.65% | 0.0037
2023-03-31 11:03 | 0.0233 | 0.027 | 14.71% | 0.0037
2023-03-31 11:04 | 0.0233 | 0.027 | 14.71% | 0.0037
2023-03-31 11:05 | 0.0233 | 0.0268 | 13.97% | 0.0035
2023-03-31 11:06 | 0.0231 | 0.0266 | 14.08% | 0.0035
2023-03-31 11:07 | 0.0231 | 0.0266 | 14.08% | 0.0035
2023-03-31 11:08 | 0.0232 | 0.0268 | 14.4% | 0.0036
2023-03-31 11:09 | 0.0231 | 0.0269 | 15.2% | 0.0038
2023-03-31 11:10 | 0.0233 | 0.0267 | 13.6% | 0.0034
2023-03-31 11:11 | 0.0233 | 0.0268 | 13.97% | 0.0035
2023-03-31 11:12 | 0.0234 | 0.0268 | 13.55% | 0.0034
2023-03-31 11:13 | 0.0233 | 0.0267 | 13.6% | 0.0034
2023-03-31 11:14 | 0.0234 | 0.0268 | 13.55% | 0.0034
2023-03-31 11:15 | 0.0233 | 0.0269 | 14.34% | 0.0036
2023-03-31 11:16 | 0.023 | 0.027 | 16% | 0.004
2023-03-31 11:17 | 0.0231 | 0.0269 | 15.2% | 0.0038
2023-03-31 11:18 | 0.0231 | 0.0271 | 15.94% | 0.004
2023-03-31 11:19 | 0.0232 | 0.027 | 15.14% | 0.0038
2023-03-31 11:20 | 0.0231 | 0.0268 | 14.83% | 0.0037
2023-03-31 11:21 | 0.0231 | 0.027 | 15.57% | 0.0039
2023-03-31 11:22 | 0.0231 | 0.027 | 15.57% | 0.0039
2023-03-31 11:23 | 0.0228 | 0.0269 | 16.5% | 0.0041
2023-03-31 11:24 | 0.023 | 0.027 | 16% | 0.004
2023-03-31 11:25 | 0.0231 | 0.0271 | 15.94% | 0.004
2023-03-31 11:26 | 0.023 | 0.0269 | 15.63% | 0.0039
2023-03-31 11:27 | 0.0231 | 0.0273 | 16.67% | 0.0042
2023-03-31 11:28 | 0.0228 | 0.0271 | 17.23% | 0.0043
2023-03-31 11:29 | 0.023 | 0.027 | 16% | 0.004
2023-03-31 11:30 | 0.0231 | 0.0269 | 15.2% | 0.0038
2023-03-31 11:31 | 0.0232 | 0.027 | 15.14% | 0.0038
2023-03-31 11:32 | 0.0231 | 0.0272 | 16.3% | 0.0041
2023-03-31 11:33 | 0.0232 | 0.0272 | 15.87% | 0.004
2023-03-31 11:34 | 0.0233 | 0.027 | 14.71% | 0.0037
2023-03-31 11:35 | 0.0232 | 0.0269 | 14.77% | 0.0037
2023-03-31 11:36 | 0.0231 | 0.0271 | 15.94% | 0.004
2023-03-31 11:37 | 0.0231 | 0.0268 | 14.83% | 0.0037
2023-03-31 11:38 | 0.0233 | 0.027 | 14.71% | 0.0037
2023-03-31 11:39 | 0.0234 | 0.0269 | 13.92% | 0.0035
2023-03-31 11:40 | 0.0233 | 0.027 | 14.71% | 0.0037
2023-03-31 11:41 | 0.0232 | 0.0265 | 13.28% | 0.0033
2023-03-31 11:42 | 0.023 | 0.0264 | 13.77% | 0.0034
2023-03-31 11:43 | 0.0231 | 0.0262 | 12.58% | 0.0031
2023-03-31 11:44 | 0.0233 | 0.0262 | 11.72% | 0.0029
2023-03-31 11:45 | 0.0231 | 0.0263 | 12.96% | 0.0032
2023-03-31 11:46 | 0.023 | 0.0267 | 14.89% | 0.0037
2023-03-31 11:47 | 0.023 | 0.0264 | 13.77% | 0.0034
2023-03-31 11:48 | 0.023 | 0.0264 | 13.77% | 0.0034
2023-03-31 11:49 | 0.0233 | 0.0267 | 13.6% | 0.0034
2023-03-31 11:50 | 0.023 | 0.0268 | 15.26% | 0.0038
2023-03-31 11:51 | 0.0233 | 0.0271 | 15.08% | 0.0038
2023-03-31 11:52 | 0.0235 | 0.0271 | 14.23% | 0.0036
2023-03-31 11:53 | 0.0233 | 0.027 | 14.71% | 0.0037
2023-03-31 11:54 | 0.0233 | 0.0272 | 15.45% | 0.0039
2023-03-31 11:55 | 0.0232 | 0.0272 | 15.87% | 0.004
2023-03-31 11:56 | 0.0233 | 0.0269 | 14.34% | 0.0036
2023-03-31 11:57 | 0.0231 | 0.0272 | 16.3% | 0.0041
2023-03-31 11:58 | 0.0233 | 0.0274 | 16.17% | 0.0041
2023-03-31 11:59 | 0.0232 | 0.0271 | 15.51% | 0.0039
2023-03-31 12:00 | 0.0233 | 0.0271 | 15.08% | 0.0038
2023-03-31 12:01 | 0.0232 | 0.0271 | 15.51% | 0.0039
2023-03-31 12:02 | 0.0233 | 0.0272 | 15.45% | 0.0039
2023-03-31 12:03 | 0.0233 | 0.027 | 14.71% | 0.0037
2023-03-31 12:04 | 0.0232 | 0.027 | 15.14% | 0.0038
2023-03-31 12:05 | 0.0236 | 0.0272 | 14.17% | 0.0036
2023-03-31 12:06 | 0.0235 | 0.0272 | 14.6% | 0.0037
2023-03-31 12:07 | 0.0233 | 0.027 | 14.71% | 0.0037
2023-03-31 12:08 | 0.0235 | 0.027 | 13.86% | 0.0035
2023-03-31 12:09 | 0.0236 | 0.0272 | 14.17% | 0.0036
2023-03-31 12:10 | 0.0238 | 0.0274 | 14.06% | 0.0036
2023-03-31 12:11 | 0.0236 | 0.0273 | 14.54% | 0.0037
2023-03-31 12:12 | 0.0235 | 0.0271 | 14.23% | 0.0036
2023-03-31 12:13 | 0.0234 | 0.0272 | 15.02% | 0.0038
2023-03-31 12:14 | 0.0236 | 0.0272 | 14.17% | 0.0036
2023-03-31 12:15 | 0.0237 | 0.0271 | 13.39% | 0.0034
2023-03-31 12:16 | 0.0235 | 0.0271 | 14.23% | 0.0036
2023-03-31 12:17 | 0.0233 | 0.027 | 14.71% | 0.0037
2023-03-31 12:18 | 0.0232 | 0.027 | 15.14% | 0.0038
2023-03-31 12:19 | 0.0233 | 0.027 | 14.71% | 0.0037
2023-03-31 12:20 | 0.0233 | 0.027 | 14.71% | 0.0037
2023-03-31 12:21 | 0.0235 | 0.0271 | 14.23% | 0.0036
2023-03-31 12:22 | 0.0233 | 0.0272 | 15.45% | 0.0039
2023-03-31 12:23 | 0.0235 | 0.0271 | 14.23% | 0.0036
2023-03-31 12:24 | 0.0233 | 0.0271 | 15.08% | 0.0038
2023-03-31 12:25 | 0.0232 | 0.0269 | 14.77% | 0.0037
2023-03-31 12:26 | 0.0231 | 0.0268 | 14.83% | 0.0037
2023-03-31 12:27 | 0.0232 | 0.027 | 15.14% | 0.0038
2023-03-31 12:28 | 0.023 | 0.0269 | 15.63% | 0.0039
2023-03-31 12:29 | 0.0231 | 0.0269 | 15.2% | 0.0038
2023-03-31 12:30 | 0.0233 | 0.027 | 14.71% | 0.0037
2023-03-31 12:31 | 0.0232 | 0.027 | 15.14% | 0.0038
2023-03-31 12:32 | 0.0234 | 0.027 | 14.29% | 0.0036
2023-03-31 12:33 | 0.0234 | 0.0271 | 14.65% | 0.0037
2023-03-31 12:34 | 0.0233 | 0.0271 | 15.08% | 0.0038
2023-03-31 12:35 | 0.0233 | 0.0267 | 13.6% | 0.0034
2023-03-31 12:36 | 0.0232 | 0.0269 | 14.77% | 0.0037
2023-03-31 12:37 | 0.0234 | 0.027 | 14.29% | 0.0036
2023-03-31 12:38 | 0.0235 | 0.0272 | 14.6% | 0.0037
2023-03-31 12:39 | 0.0234 | 0.0273 | 15.38% | 0.0039
2023-03-31 12:40 | 0.0233 | 0.0272 | 15.45% | 0.0039
2023-03-31 12:41 | 0.0233 | 0.0271 | 15.08% | 0.0038
2023-03-31 12:42 | 0.0232 | 0.0272 | 15.87% | 0.004
2023-03-31 12:43 | 0.0234 | 0.0273 | 15.38% | 0.0039
2023-03-31 12:44 | 0.0232 | 0.0273 | 16.24% | 0.0041
2023-03-31 12:45 | 0.0231 | 0.027 | 15.57% | 0.0039
2023-03-31 12:46 | 0.0231 | 0.0271 | 15.94% | 0.004
2023-03-31 12:47 | 0.0231 | 0.0271 | 15.94% | 0.004
2023-03-31 12:48 | 0.0232 | 0.0271 | 15.51% | 0.0039
2023-03-31 12:49 | 0.0232 | 0.0272 | 15.87% | 0.004
2023-03-31 12:50 | 0.0232 | 0.0272 | 15.87% | 0.004
2023-03-31 12:51 | 0.0232 | 0.0271 | 15.51% | 0.0039
2023-03-31 12:52 | 0.023 | 0.0271 | 16.37% | 0.0041
2023-03-31 12:53 | 0.0231 | 0.0271 | 15.94% | 0.004
2023-03-31 12:54 | 0.0231 | 0.027 | 15.57% | 0.0039
2023-03-31 12:55 | 0.0232 | 0.0272 | 15.87% | 0.004
2023-03-31 12:56 | 0.0232 | 0.0271 | 15.51% | 0.0039
2023-03-31 12:57 | 0.0232 | 0.0272 | 15.87% | 0.004
2023-03-31 12:58 | 0.0231 | 0.0272 | 16.3% | 0.0041
2023-03-31 12:59 | 0.0232 | 0.0271 | 15.51% | 0.0039
2023-03-31 13:00 | 0.023 | 0.0271 | 16.37% | 0.0041
2023-03-31 13:01 | 0.0231 | 0.0271 | 15.94% | 0.004
2023-03-31 13:02 | 0.0233 | 0.0271 | 15.08% | 0.0038
2023-03-31 13:03 | 0.0233 | 0.0273 | 15.81% | 0.004
2023-03-31 13:04 | 0.0234 | 0.027 | 14.29% | 0.0036
2023-03-31 13:05 | 0.0228 | 0.0269 | 16.5% | 0.0041
2023-03-31 13:06 | 0.0232 | 0.0269 | 14.77% | 0.0037
2023-03-31 13:07 | 0.0233 | 0.027 | 14.71% | 0.0037
2023-03-31 13:08 | 0.0236 | 0.0272 | 14.17% | 0.0036
2023-03-31 13:09 | 0.0235 | 0.0271 | 14.23% | 0.0036
2023-03-31 13:10 | 0.0236 | 0.0274 | 14.9% | 0.0038
2023-03-31 13:11 | 0.0234 | 0.0269 | 13.92% | 0.0035
2023-03-31 13:12 | 0.0235 | 0.0266 | 12.38% | 0.0031
2023-03-31 13:13 | 0.0235 | 0.027 | 13.86% | 0.0035
2023-03-31 13:14 | 0.0234 | 0.0269 | 13.92% | 0.0035
2023-03-31 13:15 | 0.0234 | 0.0269 | 13.92% | 0.0035
2023-03-31 13:16 | 0.0234 | 0.027 | 14.29% | 0.0036
2023-03-31 13:17 | 0.0235 | 0.027 | 13.86% | 0.0035
2023-03-31 13:18 | 0.0233 | 0.0272 | 15.45% | 0.0039
2023-03-31 13:19 | 0.0233 | 0.0273 | 15.81% | 0.004
2023-03-31 13:20 | 0.0234 | 0.0275 | 16.11% | 0.0041
2023-03-31 13:21 | 0.0236 | 0.0274 | 14.9% | 0.0038
2023-03-31 13:22 | 0.0234 | 0.0273 | 15.38% | 0.0039
2023-03-31 13:23 | 0.0234 | 0.0272 | 15.02% | 0.0038
2023-03-31 13:24 | 0.0233 | 0.0272 | 15.45% | 0.0039
2023-03-31 13:25 | 0.0233 | 0.0271 | 15.08% | 0.0038
2023-03-31 13:26 | 0.0235 | 0.0272 | 14.6% | 0.0037
2023-03-31 13:27 | 0.0233 | 0.0271 | 15.08% | 0.0038
2023-03-31 13:28 | 0.0234 | 0.0272 | 15.02% | 0.0038
2023-03-31 13:29 | 0.0232 | 0.0273 | 16.24% | 0.0041
2023-03-31 13:30 | 0.0235 | 0.027 | 13.86% | 0.0035
2023-03-31 13:31 | 0.0233 | 0.0273 | 15.81% | 0.004
2023-03-31 13:32 | 0.0233 | 0.0273 | 15.81% | 0.004
2023-03-31 13:33 | 0.0233 | 0.0272 | 15.45% | 0.0039
2023-03-31 13:34 | 0.0235 | 0.0272 | 14.6% | 0.0037
2023-03-31 13:35 | 0.0233 | 0.0269 | 14.34% | 0.0036
2023-03-31 13:36 | 0.0236 | 0.0271 | 13.81% | 0.0035
2023-03-31 13:37 | 0.0235 | 0.027 | 13.86% | 0.0035
2023-03-31 13:38 | 0.0235 | 0.0273 | 14.96% | 0.0038
2023-03-31 13:39 | 0.0234 | 0.0273 | 15.38% | 0.0039
2023-03-31 13:40 | 0.0234 | 0.0272 | 15.02% | 0.0038
2023-03-31 13:41 | 0.0235 | 0.0272 | 14.6% | 0.0037
2023-03-31 13:42 | 0.0234 | 0.0272 | 15.02% | 0.0038
2023-03-31 13:43 | 0.0235 | 0.0273 | 14.96% | 0.0038
2023-03-31 13:44 | 0.0236 | 0.0272 | 14.17% | 0.0036
2023-03-31 13:45 | 0.0235 | 0.0273 | 14.96% | 0.0038
2023-03-31 13:46 | 0.0236 | 0.0271 | 13.81% | 0.0035
2023-03-31 13:47 | 0.0236 | 0.027 | 13.44% | 0.0034
2023-03-31 13:48 | 0.0233 | 0.0272 | 15.45% | 0.0039
2023-03-31 13:49 | 0.0235 | 0.0273 | 14.96% | 0.0038
2023-03-31 13:50 | 0.0234 | 0.0273 | 15.38% | 0.0039
2023-03-31 13:51 | 0.0243 | 0.028 | 14.15% | 0.0037
2023-03-31 13:52 | 0.0227 | 0.0263 | 14.69% | 0.0036
2023-03-31 13:53 | 0.0234 | 0.0271 | 14.65% | 0.0037
2023-03-31 13:54 | 0.0236 | 0.0272 | 14.17% | 0.0036
2023-03-31 13:55 | 0.0235 | 0.0273 | 14.96% | 0.0038
2023-03-31 13:56 | 0.0236 | 0.0273 | 14.54% | 0.0037
2023-03-31 13:57 | 0.0234 | 0.0272 | 15.02% | 0.0038
2023-03-31 13:58 | 0.0234 | 0.0272 | 15.02% | 0.0038
2023-03-31 13:59 | 0.0233 | 0.0272 | 15.45% | 0.0039
2023-03-31 14:00 | 0.0231 | 0.0273 | 16.67% | 0.0042
2023-03-31 14:01 | 0.0231 | 0.0272 | 16.3% | 0.0041
2023-03-31 14:02 | 0.023 | 0.0273 | 17.1% | 0.0043
2023-03-31 14:03 | 0.023 | 0.0271 | 16.37% | 0.0041
2023-03-31 14:04 | 0.0231 | 0.0274 | 17.03% | 0.0043
2023-03-31 14:05 | 0.0229 | 0.0274 | 17.89% | 0.0045
2023-03-31 14:06 | 0.0232 | 0.0273 | 16.24% | 0.0041
2023-03-31 14:07 | 0.0231 | 0.0271 | 15.94% | 0.004
2023-03-31 14:08 | 0.0228 | 0.027 | 16.87% | 0.0042
2023-03-31 14:09 | 0.0231 | 0.027 | 15.57% | 0.0039
2023-03-31 14:10 | 0.023 | 0.0268 | 15.26% | 0.0038
2023-03-31 14:11 | 0.0231 | 0.027 | 15.57% | 0.0039
2023-03-31 14:12 | 0.0231 | 0.0266 | 14.08% | 0.0035
2023-03-31 14:13 | 0.023 | 0.0268 | 15.26% | 0.0038
2023-03-31 14:14 | 0.0228 | 0.0266 | 15.38% | 0.0038
2023-03-31 14:15 | 0.023 | 0.0268 | 15.26% | 0.0038
2023-03-31 14:16 | 0.0231 | 0.0268 | 14.83% | 0.0037
2023-03-31 14:17 | 0.0233 | 0.0269 | 14.34% | 0.0036
2023-03-31 14:18 | 0.0231 | 0.0269 | 15.2% | 0.0038
2023-03-31 14:19 | 0.0231 | 0.0269 | 15.2% | 0.0038
2023-03-31 14:20 | 0.023 | 0.0269 | 15.63% | 0.0039
2023-03-31 14:21 | 0.0229 | 0.0268 | 15.69% | 0.0039
2023-03-31 14:22 | 0.023 | 0.0268 | 15.26% | 0.0038
2023-03-31 14:23 | 0.0232 | 0.0271 | 15.51% | 0.0039
2023-03-31 14:24 | 0.0233 | 0.027 | 14.71% | 0.0037
2023-03-31 14:25 | 0.0233 | 0.027 | 14.71% | 0.0037
2023-03-31 14:26 | 0.023 | 0.0267 | 14.89% | 0.0037
2023-03-31 14:27 | 0.0232 | 0.027 | 15.14% | 0.0038
2023-03-31 14:28 | 0.0232 | 0.027 | 15.14% | 0.0038
2023-03-31 14:29 | 0.0231 | 0.0269 | 15.2% | 0.0038
2023-03-31 14:30 | 0.0231 | 0.0271 | 15.94% | 0.004
2023-03-31 14:31 | 0.0231 | 0.0269 | 15.2% | 0.0038
2023-03-31 14:32 | 0.0231 | 0.0268 | 14.83% | 0.0037
2023-03-31 14:33 | 0.0231 | 0.0268 | 14.83% | 0.0037
2023-03-31 14:34 | 0.023 | 0.027 | 16% | 0.004
2023-03-31 14:35 | 0.0233 | 0.0268 | 13.97% | 0.0035
2023-03-31 14:36 | 0.0231 | 0.0271 | 15.94% | 0.004
2023-03-31 14:37 | 0.0232 | 0.0269 | 14.77% | 0.0037
2023-03-31 14:38 | 0.0232 | 0.0269 | 14.77% | 0.0037
2023-03-31 14:39 | 0.0233 | 0.0268 | 13.97% | 0.0035
2023-03-31 14:40 | 0.0232 | 0.0269 | 14.77% | 0.0037
2023-03-31 14:41 | 0.0231 | 0.027 | 15.57% | 0.0039
2023-03-31 14:42 | 0.0232 | 0.0268 | 14.4% | 0.0036
2023-03-31 14:43 | 0.0231 | 0.027 | 15.57% | 0.0039
2023-03-31 14:44 | 0.0232 | 0.0267 | 14.03% | 0.0035
2023-03-31 14:45 | 0.0233 | 0.0269 | 14.34% | 0.0036
2023-03-31 14:46 | 0.0232 | 0.0268 | 14.4% | 0.0036
2023-03-31 14:47 | 0.0231 | 0.0268 | 14.83% | 0.0037
2023-03-31 14:48 | 0.0234 | 0.0269 | 13.92% | 0.0035
2023-03-31 14:49 | 0.0232 | 0.027 | 15.14% | 0.0038
2023-03-31 14:50 | 0.0231 | 0.0268 | 14.83% | 0.0037
2023-03-31 14:51 | 0.0231 | 0.027 | 15.57% | 0.0039
2023-03-31 14:52 | 0.0233 | 0.0268 | 13.97% | 0.0035
2023-03-31 14:53 | 0.0231 | 0.0269 | 15.2% | 0.0038
2023-03-31 14:54 | 0.0232 | 0.027 | 15.14% | 0.0038
2023-03-31 14:55 | 0.0231 | 0.0268 | 14.83% | 0.0037
2023-03-31 14:56 | 0.0231 | 0.027 | 15.57% | 0.0039
2023-03-31 14:57 | 0.0233 | 0.027 | 14.71% | 0.0037
2023-03-31 14:58 | 0.0232 | 0.0269 | 14.77% | 0.0037
2023-03-31 14:59 | 0.0231 | 0.0269 | 15.2% | 0.0038
2023-03-31 15:00 | 0.0231 | 0.027 | 15.57% | 0.0039
2023-03-31 15:01 | 0.0231 | 0.0271 | 15.94% | 0.004
2023-03-31 15:02 | 0.023 | 0.027 | 16% | 0.004
2023-03-31 15:03 | 0.023 | 0.0269 | 15.63% | 0.0039
2023-03-31 15:04 | 0.0232 | 0.027 | 15.14% | 0.0038
2023-03-31 15:05 | 0.023 | 0.0271 | 16.37% | 0.0041
2023-03-31 15:06 | 0.0232 | 0.0272 | 15.87% | 0.004
2023-03-31 15:07 | 0.0231 | 0.0269 | 15.2% | 0.0038
2023-03-31 15:08 | 0.0231 | 0.0268 | 14.83% | 0.0037
2023-03-31 15:09 | 0.0231 | 0.0269 | 15.2% | 0.0038
2023-03-31 15:10 | 0.0233 | 0.027 | 14.71% | 0.0037
2023-03-31 15:11 | 0.0235 | 0.0271 | 14.23% | 0.0036
2023-03-31 15:12 | 0.0232 | 0.0268 | 14.4% | 0.0036
2023-03-31 15:13 | 0.0232 | 0.0267 | 14.03% | 0.0035
2023-03-31 15:14 | 0.0232 | 0.027 | 15.14% | 0.0038
2023-03-31 15:15 | 0.0231 | 0.027 | 15.57% | 0.0039
2023-03-31 15:16 | 0.0231 | 0.0268 | 14.83% | 0.0037
2023-03-31 15:17 | 0.023 | 0.0269 | 15.63% | 0.0039
2023-03-31 15:18 | 0.0231 | 0.0269 | 15.2% | 0.0038
2023-03-31 15:19 | 0.0228 | 0.0271 | 17.23% | 0.0043
2023-03-31 15:20 | 0.0228 | 0.0271 | 17.23% | 0.0043
2023-03-31 15:21 | 0.023 | 0.0269 | 15.63% | 0.0039
2023-03-31 15:22 | 0.0228 | 0.0271 | 17.23% | 0.0043
2023-03-31 15:23 | 0.0229 | 0.0268 | 15.69% | 0.0039
2023-03-31 15:24 | 0.0228 | 0.0268 | 16.13% | 0.004
2023-03-31 15:25 | 0.0227 | 0.0268 | 16.57% | 0.0041
2023-03-31 15:26 | 0.0227 | 0.0269 | 16.94% | 0.0042
2023-03-31 15:27 | 0.0229 | 0.027 | 16.43% | 0.0041
2023-03-31 15:28 | 0.0229 | 0.0268 | 15.69% | 0.0039
2023-03-31 15:29 | 0.0229 | 0.0267 | 15.32% | 0.0038
2023-03-31 15:30 | 0.0228 | 0.0266 | 15.38% | 0.0038
2023-03-31 15:31 | 0.023 | 0.0266 | 14.52% | 0.0036
2023-03-31 15:32 | 0.023 | 0.0268 | 15.26% | 0.0038
2023-03-31 15:33 | 0.0231 | 0.0266 | 14.08% | 0.0035
2023-03-31 15:34 | 0.0228 | 0.0267 | 15.76% | 0.0039
2023-03-31 15:35 | 0.023 | 0.0266 | 14.52% | 0.0036
2023-03-31 15:36 | 0.0229 | 0.0267 | 15.32% | 0.0038
2023-03-31 15:37 | 0.0231 | 0.0266 | 14.08% | 0.0035
2023-03-31 15:38 | 0.0231 | 0.0266 | 14.08% | 0.0035
2023-03-31 15:39 | 0.0229 | 0.0266 | 14.95% | 0.0037
2023-03-31 15:40 | 0.0228 | 0.0266 | 15.38% | 0.0038
2023-03-31 15:41 | 0.0229 | 0.0265 | 14.57% | 0.0036
2023-03-31 15:42 | 0.0228 | 0.0264 | 14.63% | 0.0036
2023-03-31 15:43 | 0.0229 | 0.0265 | 14.57% | 0.0036
2023-03-31 15:44 | 0.0228 | 0.0265 | 15.01% | 0.0037
2023-03-31 15:45 | 0.0229 | 0.0264 | 14.2% | 0.0035
2023-03-31 15:46 | 0.023 | 0.0264 | 13.77% | 0.0034
2023-03-31 15:47 | 0.0229 | 0.0266 | 14.95% | 0.0037
2023-03-31 15:48 | 0.0229 | 0.0267 | 15.32% | 0.0038
2023-03-31 15:49 | 0.0226 | 0.0267 | 16.63% | 0.0041
2023-03-31 15:50 | 0.0228 | 0.0265 | 15.01% | 0.0037
2023-03-31 15:51 | 0.0226 | 0.0263 | 15.13% | 0.0037
2023-03-31 15:52 | 0.0226 | 0.0263 | 15.13% | 0.0037
2023-03-31 15:53 | 0.0227 | 0.0264 | 15.07% | 0.0037
2023-03-31 15:54 | 0.0227 | 0.0266 | 15.82% | 0.0039
2023-03-31 15:55 | 0.0227 | 0.0264 | 15.07% | 0.0037
2023-03-31 15:56 | 0.0226 | 0.0266 | 16.26% | 0.004
2023-03-31 15:57 | 0.0228 | 0.0266 | 15.38% | 0.0038
2023-03-31 15:58 | 0.0228 | 0.0266 | 15.38% | 0.0038
2023-03-31 15:59 | 0.0227 | 0.0267 | 16.19% | 0.004
2023-03-31 16:00 | 0.0229 | 0.0266 | 14.95% | 0.0037
2023-03-31 16:01 | 0.0227 | 0.0265 | 15.45% | 0.0038
2023-03-31 16:02 | 0.0227 | 0.0267 | 16.19% | 0.004
2023-03-31 16:03 | 0.0226 | 0.0267 | 16.63% | 0.0041
2023-03-31 16:04 | 0.0226 | 0.0266 | 16.26% | 0.004
2023-03-31 16:05 | 0.0225 | 0.0266 | 16.7% | 0.0041
2023-03-31 16:06 | 0.0224 | 0.0264 | 16.39% | 0.004
2023-03-31 16:07 | 0.0225 | 0.0264 | 15.95% | 0.0039
2023-03-31 16:08 | 0.0225 | 0.0266 | 16.7% | 0.0041
2023-03-31 16:09 | 0.0225 | 0.0264 | 15.95% | 0.0039
2023-03-31 16:10 | 0.0228 | 0.0266 | 15.38% | 0.0038
2023-03-31 16:11 | 0.0229 | 0.0268 | 15.69% | 0.0039
2023-03-31 16:12 | 0.0228 | 0.0265 | 15.01% | 0.0037
2023-03-31 16:13 | 0.023 | 0.0266 | 14.52% | 0.0036
2023-03-31 16:14 | 0.0229 | 0.0267 | 15.32% | 0.0038
2023-03-31 16:15 | 0.0231 | 0.0268 | 14.83% | 0.0037
2023-03-31 16:16 | 0.0231 | 0.0271 | 15.94% | 0.004
2023-03-31 16:17 | 0.023 | 0.0268 | 15.26% | 0.0038
2023-03-31 16:18 | 0.0232 | 0.0267 | 14.03% | 0.0035
2023-03-31 16:19 | 0.0229 | 0.0269 | 16.06% | 0.004
2023-03-31 16:20 | 0.0231 | 0.0267 | 14.46% | 0.0036
2023-03-31 16:21 | 0.023 | 0.0268 | 15.26% | 0.0038
2023-03-31 16:22 | 0.0231 | 0.0269 | 15.2% | 0.0038
2023-03-31 16:23 | 0.0229 | 0.0266 | 14.95% | 0.0037
2023-03-31 16:24 | 0.023 | 0.0268 | 15.26% | 0.0038
2023-03-31 16:25 | 0.0229 | 0.0265 | 14.57% | 0.0036
2023-03-31 16:26 | 0.0228 | 0.0265 | 15.01% | 0.0037
2023-03-31 16:27 | 0.0228 | 0.0265 | 15.01% | 0.0037
2023-03-31 16:28 | 0.0226 | 0.0264 | 15.51% | 0.0038
2023-03-31 16:29 | 0.0228 | 0.0267 | 15.76% | 0.0039
2023-03-31 16:30 | 0.0228 | 0.0266 | 15.38% | 0.0038
2023-03-31 16:31 | 0.023 | 0.0266 | 14.52% | 0.0036
2023-03-31 16:32 | 0.023 | 0.0269 | 15.63% | 0.0039
2023-03-31 16:33 | 0.0232 | 0.0267 | 14.03% | 0.0035
2023-03-31 16:34 | 0.023 | 0.0266 | 14.52% | 0.0036
2023-03-31 16:35 | 0.0229 | 0.0267 | 15.32% | 0.0038
2023-03-31 16:36 | 0.0229 | 0.0267 | 15.32% | 0.0038
2023-03-31 16:37 | 0.0227 | 0.0264 | 15.07% | 0.0037
2023-03-31 16:38 | 0.0228 | 0.0263 | 14.26% | 0.0035
2023-03-31 16:39 | 0.0226 | 0.0263 | 15.13% | 0.0037
2023-03-31 16:40 | 0.0227 | 0.0263 | 14.69% | 0.0036
2023-03-31 16:41 | 0.0228 | 0.0264 | 14.63% | 0.0036
2023-03-31 16:42 | 0.0227 | 0.0266 | 15.82% | 0.0039
2023-03-31 16:43 | 0.0228 | 0.0264 | 14.63% | 0.0036
2023-03-31 16:44 | 0.0229 | 0.0264 | 14.2% | 0.0035
2023-03-31 16:45 | 0.0231 | 0.0264 | 13.33% | 0.0033
2023-03-31 16:46 | 0.023 | 0.0264 | 13.77% | 0.0034
2023-03-31 16:47 | 0.023 | 0.0265 | 14.14% | 0.0035
2023-03-31 16:48 | 0.0227 | 0.0264 | 15.07% | 0.0037
2023-03-31 16:49 | 0.0226 | 0.0264 | 15.51% | 0.0038
2023-03-31 16:50 | 0.0229 | 0.0265 | 14.57% | 0.0036
2023-03-31 16:51 | 0.0227 | 0.0263 | 14.69% | 0.0036
2023-03-31 16:52 | 0.0228 | 0.0264 | 14.63% | 0.0036
2023-03-31 16:53 | 0.0228 | 0.0264 | 14.63% | 0.0036
2023-03-31 16:54 | 0.0229 | 0.0264 | 14.2% | 0.0035
2023-03-31 16:55 | 0.0228 | 0.0264 | 14.63% | 0.0036
2023-03-31 16:56 | 0.0228 | 0.0264 | 14.63% | 0.0036
2023-03-31 16:57 | 0.0226 | 0.0264 | 15.51% | 0.0038
2023-03-31 16:58 | 0.0229 | 0.0263 | 13.82% | 0.0034
2023-03-31 16:59 | 0.0228 | 0.0263 | 14.26% | 0.0035
2023-03-31 17:00 | 0.0227 | 0.0265 | 15.45% | 0.0038
2023-03-31 17:01 | 0.0227 | 0.0265 | 15.45% | 0.0038
2023-03-31 17:02 | 0.0227 | 0.0263 | 14.69% | 0.0036
2023-03-31 17:03 | 0.0228 | 0.0266 | 15.38% | 0.0038
2023-03-31 17:04 | 0.0229 | 0.0267 | 15.32% | 0.0038
2023-03-31 17:05 | 0.0228 | 0.0267 | 15.76% | 0.0039
2023-03-31 17:06 | 0.0228 | 0.0268 | 16.13% | 0.004
2023-03-31 17:07 | 0.0229 | 0.0267 | 15.32% | 0.0038
2023-03-31 17:08 | 0.0228 | 0.0267 | 15.76% | 0.0039
2023-03-31 17:09 | 0.023 | 0.0267 | 14.89% | 0.0037
2023-03-31 17:10 | 0.0228 | 0.0269 | 16.5% | 0.0041
2023-03-31 17:11 | 0.0229 | 0.0267 | 15.32% | 0.0038
2023-03-31 17:12 | 0.023 | 0.0266 | 14.52% | 0.0036
2023-03-31 17:13 | 0.0231 | 0.0268 | 14.83% | 0.0037
2023-03-31 17:14 | 0.023 | 0.0267 | 14.89% | 0.0037
2023-03-31 17:15 | 0.0231 | 0.0268 | 14.83% | 0.0037
2023-03-31 17:16 | 0.0231 | 0.0268 | 14.83% | 0.0037
2023-03-31 17:17 | 0.0231 | 0.0266 | 14.08% | 0.0035
2023-03-31 17:18 | 0.0231 | 0.0266 | 14.08% | 0.0035
2023-03-31 17:19 | 0.0231 | 0.0268 | 14.83% | 0.0037
2023-03-31 17:20 | 0.0229 | 0.0266 | 14.95% | 0.0037
2023-03-31 17:21 | 0.0228 | 0.0267 | 15.76% | 0.0039
2023-03-31 17:22 | 0.023 | 0.0266 | 14.52% | 0.0036
2023-03-31 17:23 | 0.0229 | 0.0266 | 14.95% | 0.0037
2023-03-31 17:24 | 0.0229 | 0.0264 | 14.2% | 0.0035
2023-03-31 17:25 | 0.023 | 0.0268 | 15.26% | 0.0038
2023-03-31 17:26 | 0.0229 | 0.0269 | 16.06% | 0.004
2023-03-31 17:27 | 0.0228 | 0.0268 | 16.13% | 0.004
2023-03-31 17:28 | 0.023 | 0.0266 | 14.52% | 0.0036
2023-03-31 17:29 | 0.023 | 0.0265 | 14.14% | 0.0035
2023-03-31 17:30 | 0.0229 | 0.0266 | 14.95% | 0.0037
2023-03-31 17:31 | 0.0228 | 0.0267 | 15.76% | 0.0039
2023-03-31 17:32 | 0.023 | 0.0266 | 14.52% | 0.0036
2023-03-31 17:33 | 0.0227 | 0.0265 | 15.45% | 0.0038
2023-03-31 17:34 | 0.0226 | 0.0266 | 16.26% | 0.004
2023-03-31 17:35 | 0.0227 | 0.0265 | 15.45% | 0.0038
2023-03-31 17:36 | 0.023 | 0.0266 | 14.52% | 0.0036
2023-03-31 17:37 | 0.0227 | 0.0264 | 15.07% | 0.0037
2023-03-31 17:38 | 0.0229 | 0.0264 | 14.2% | 0.0035
2023-03-31 17:39 | 0.023 | 0.0266 | 14.52% | 0.0036
2023-03-31 17:40 | 0.0228 | 0.0264 | 14.63% | 0.0036
2023-03-31 17:41 | 0.0228 | 0.0265 | 15.01% | 0.0037
2023-03-31 17:42 | 0.0231 | 0.0265 | 13.71% | 0.0034
2023-03-31 17:43 | 0.023 | 0.0264 | 13.77% | 0.0034
2023-03-31 17:44 | 0.0231 | 0.0265 | 13.71% | 0.0034
2023-03-31 17:45 | 0.0231 | 0.0266 | 14.08% | 0.0035
2023-03-31 17:46 | 0.0229 | 0.0265 | 14.57% | 0.0036
2023-03-31 17:47 | 0.0229 | 0.0267 | 15.32% | 0.0038
2023-03-31 17:48 | 0.0229 | 0.0265 | 14.57% | 0.0036
2023-03-31 17:49 | 0.023 | 0.0264 | 13.77% | 0.0034
2023-03-31 17:50 | 0.0229 | 0.0268 | 15.69% | 0.0039
2023-03-31 17:51 | 0.0228 | 0.0265 | 15.01% | 0.0037
2023-03-31 17:52 | 0.0229 | 0.0266 | 14.95% | 0.0037
2023-03-31 17:53 | 0.023 | 0.0265 | 14.14% | 0.0035
2023-03-31 17:54 | 0.023 | 0.0266 | 14.52% | 0.0036
2023-03-31 17:55 | 0.023 | 0.0268 | 15.26% | 0.0038
2023-03-31 17:56 | 0.0229 | 0.0265 | 14.57% | 0.0036
2023-03-31 17:57 | 0.023 | 0.0267 | 14.89% | 0.0037
2023-03-31 17:58 | 0.0229 | 0.0267 | 15.32% | 0.0038
2023-03-31 17:59 | 0.023 | 0.0267 | 14.89% | 0.0037
2023-03-31 18:00 | 0.0231 | 0.0268 | 14.83% | 0.0037
2023-03-31 18:01 | 0.0229 | 0.0266 | 14.95% | 0.0037
2023-03-31 18:02 | 0.023 | 0.0266 | 14.52% | 0.0036
2023-03-31 18:03 | 0.023 | 0.0268 | 15.26% | 0.0038
2023-03-31 18:04 | 0.023 | 0.0265 | 14.14% | 0.0035
2023-03-31 18:05 | 0.0229 | 0.0267 | 15.32% | 0.0038
2023-03-31 18:06 | 0.0227 | 0.0267 | 16.19% | 0.004
2023-03-31 18:07 | 0.023 | 0.0266 | 14.52% | 0.0036
2023-03-31 18:08 | 0.0228 | 0.0266 | 15.38% | 0.0038
2023-03-31 18:09 | 0.023 | 0.0265 | 14.14% | 0.0035
2023-03-31 18:10 | 0.0229 | 0.0264 | 14.2% | 0.0035
2023-03-31 18:11 | 0.0228 | 0.0265 | 15.01% | 0.0037
2023-03-31 18:12 | 0.023 | 0.0263 | 13.39% | 0.0033
2023-03-31 18:13 | 0.0228 | 0.0265 | 15.01% | 0.0037
2023-03-31 18:14 | 0.0228 | 0.0263 | 14.26% | 0.0035
2023-03-31 18:15 | 0.0228 | 0.0266 | 15.38% | 0.0038
2023-03-31 18:16 | 0.0228 | 0.0264 | 14.63% | 0.0036
2023-03-31 18:17 | 0.0228 | 0.0264 | 14.63% | 0.0036
2023-03-31 18:18 | 0.0229 | 0.0265 | 14.57% | 0.0036
2023-03-31 18:19 | 0.0231 | 0.0267 | 14.46% | 0.0036
2023-03-31 18:20 | 0.023 | 0.0267 | 14.89% | 0.0037
2023-03-31 18:21 | 0.0231 | 0.0266 | 14.08% | 0.0035
2023-03-31 18:22 | 0.023 | 0.0266 | 14.52% | 0.0036
2023-03-31 18:23 | 0.0229 | 0.0266 | 14.95% | 0.0037
2023-03-31 18:24 | 0.023 | 0.0267 | 14.89% | 0.0037
2023-03-31 18:25 | 0.0229 | 0.0266 | 14.95% | 0.0037
2023-03-31 18:26 | 0.023 | 0.0266 | 14.52% | 0.0036
2023-03-31 18:27 | 0.0231 | 0.0267 | 14.46% | 0.0036
2023-03-31 18:28 | 0.0231 | 0.0267 | 14.46% | 0.0036
2023-03-31 18:29 | 0.0231 | 0.0269 | 15.2% | 0.0038
2023-03-31 18:30 | 0.0229 | 0.0267 | 15.32% | 0.0038
2023-03-31 18:31 | 0.0231 | 0.0267 | 14.46% | 0.0036
2023-03-31 18:32 | 0.023 | 0.0267 | 14.89% | 0.0037
2023-03-31 18:33 | 0.023 | 0.0267 | 14.89% | 0.0037
2023-03-31 18:34 | 0.023 | 0.0266 | 14.52% | 0.0036
2023-03-31 18:35 | 0.023 | 0.0268 | 15.26% | 0.0038
2023-03-31 18:36 | 0.023 | 0.0267 | 14.89% | 0.0037
2023-03-31 18:37 | 0.0231 | 0.0266 | 14.08% | 0.0035
2023-03-31 18:38 | 0.0232 | 0.0266 | 13.65% | 0.0034
2023-03-31 18:39 | 0.0234 | 0.0266 | 12.8% | 0.0032
2023-03-31 18:40 | 0.023 | 0.0267 | 14.89% | 0.0037
2023-03-31 18:41 | 0.023 | 0.0267 | 14.89% | 0.0037
2023-03-31 18:42 | 0.023 | 0.0267 | 14.89% | 0.0037
2023-03-31 18:43 | 0.023 | 0.0264 | 13.77% | 0.0034
2023-03-31 18:44 | 0.0232 | 0.0266 | 13.65% | 0.0034
2023-03-31 18:45 | 0.023 | 0.0264 | 13.77% | 0.0034
2023-03-31 18:46 | 0.0231 | 0.0265 | 13.71% | 0.0034
2023-03-31 18:47 | 0.0232 | 0.0267 | 14.03% | 0.0035
2023-03-31 18:48 | 0.0231 | 0.0266 | 14.08% | 0.0035
2023-03-31 18:49 | 0.0233 | 0.0267 | 13.6% | 0.0034
2023-03-31 18:50 | 0.0231 | 0.0268 | 14.83% | 0.0037
2023-03-31 18:51 | 0.0232 | 0.0266 | 13.65% | 0.0034
2023-03-31 18:52 | 0.0232 | 0.0267 | 14.03% | 0.0035
2023-03-31 18:53 | 0.0231 | 0.0268 | 14.83% | 0.0037
2023-03-31 18:54 | 0.0231 | 0.0266 | 14.08% | 0.0035
2023-03-31 18:55 | 0.0229 | 0.0267 | 15.32% | 0.0038
2023-03-31 18:56 | 0.023 | 0.0266 | 14.52% | 0.0036
2023-03-31 18:57 | 0.0229 | 0.0267 | 15.32% | 0.0038
2023-03-31 18:58 | 0.023 | 0.0267 | 14.89% | 0.0037
2023-03-31 18:59 | 0.0229 | 0.0265 | 14.57% | 0.0036
2023-03-31 19:00 | 0.0229 | 0.0266 | 14.95% | 0.0037
2023-03-31 19:01 | 0.023 | 0.0267 | 14.89% | 0.0037
2023-03-31 19:02 | 0.0229 | 0.0266 | 14.95% | 0.0037
2023-03-31 19:03 | 0.0231 | 0.0268 | 14.83% | 0.0037
2023-03-31 19:04 | 0.0228 | 0.0267 | 15.76% | 0.0039
2023-03-31 19:05 | 0.0231 | 0.0266 | 14.08% | 0.0035
2023-03-31 19:06 | 0.023 | 0.0267 | 14.89% | 0.0037
2023-03-31 19:07 | 0.0232 | 0.0269 | 14.77% | 0.0037
2023-03-31 19:08 | 0.0232 | 0.0269 | 14.77% | 0.0037
2023-03-31 19:09 | 0.0231 | 0.0268 | 14.83% | 0.0037
2023-03-31 19:10 | 0.023 | 0.0268 | 15.26% | 0.0038
2023-03-31 19:11 | 0.0231 | 0.0267 | 14.46% | 0.0036
2023-03-31 19:12 | 0.023 | 0.0268 | 15.26% | 0.0038
2023-03-31 19:13 | 0.0229 | 0.0269 | 16.06% | 0.004
2023-03-31 19:14 | 0.0231 | 0.0269 | 15.2% | 0.0038
2023-03-31 19:15 | 0.023 | 0.0268 | 15.26% | 0.0038
2023-03-31 19:16 | 0.0231 | 0.0268 | 14.83% | 0.0037
2023-03-31 19:17 | 0.023 | 0.0268 | 15.26% | 0.0038
2023-03-31 19:18 | 0.0231 | 0.0267 | 14.46% | 0.0036
2023-03-31 19:19 | 0.023 | 0.0267 | 14.89% | 0.0037
2023-03-31 19:20 | 0.0232 | 0.0268 | 14.4% | 0.0036
2023-03-31 19:21 | 0.0231 | 0.0267 | 14.46% | 0.0036
2023-03-31 19:22 | 0.023 | 0.0268 | 15.26% | 0.0038
2023-03-31 19:23 | 0.0231 | 0.0269 | 15.2% | 0.0038
2023-03-31 19:24 | 0.0232 | 0.027 | 15.14% | 0.0038
2023-03-31 19:25 | 0.0233 | 0.0269 | 14.34% | 0.0036
2023-03-31 19:26 | 0.0232 | 0.027 | 15.14% | 0.0038
2023-03-31 19:27 | 0.0232 | 0.027 | 15.14% | 0.0038
2023-03-31 19:28 | 0.0232 | 0.027 | 15.14% | 0.0038
2023-03-31 19:29 | 0.0232 | 0.0268 | 14.4% | 0.0036
2023-03-31 19:30 | 0.0232 | 0.0268 | 14.4% | 0.0036
2023-03-31 19:31 | 0.0231 | 0.0269 | 15.2% | 0.0038
2023-03-31 19:32 | 0.023 | 0.0268 | 15.26% | 0.0038
2023-03-31 19:33 | 0.0231 | 0.0267 | 14.46% | 0.0036
2023-03-31 19:34 | 0.0232 | 0.0269 | 14.77% | 0.0037
2023-03-31 19:35 | 0.0233 | 0.0269 | 14.34% | 0.0036
2023-03-31 19:36 | 0.0231 | 0.027 | 15.57% | 0.0039
2023-03-31 19:37 | 0.0231 | 0.0267 | 14.46% | 0.0036
2023-03-31 19:38 | 0.0231 | 0.0267 | 14.46% | 0.0036
2023-03-31 19:39 | 0.0232 | 0.0267 | 14.03% | 0.0035
2023-03-31 19:40 | 0.0232 | 0.0265 | 13.28% | 0.0033
2023-03-31 19:41 | 0.0231 | 0.0269 | 15.2% | 0.0038
2023-03-31 19:42 | 0.023 | 0.0267 | 14.89% | 0.0037
2023-03-31 19:43 | 0.0231 | 0.0266 | 14.08% | 0.0035
2023-03-31 19:44 | 0.0232 | 0.0267 | 14.03% | 0.0035
2023-03-31 19:45 | 0.0233 | 0.0267 | 13.6% | 0.0034
2023-03-31 19:46 | 0.0231 | 0.0267 | 14.46% | 0.0036
2023-03-31 19:47 | 0.0233 | 0.0267 | 13.6% | 0.0034
2023-03-31 19:48 | 0.0234 | 0.0268 | 13.55% | 0.0034
2023-03-31 19:49 | 0.0232 | 0.0267 | 14.03% | 0.0035
2023-03-31 19:50 | 0.0232 | 0.0267 | 14.03% | 0.0035
2023-03-31 19:51 | 0.0232 | 0.0268 | 14.4% | 0.0036
2023-03-31 19:52 | 0.0233 | 0.0268 | 13.97% | 0.0035
2023-03-31 19:53 | 0.023 | 0.0268 | 15.26% | 0.0038
2023-03-31 19:54 | 0.0232 | 0.0268 | 14.4% | 0.0036
2023-03-31 19:55 | 0.023 | 0.0268 | 15.26% | 0.0038
2023-03-31 19:56 | 0.0232 | 0.0267 | 14.03% | 0.0035
2023-03-31 19:57 | 0.0232 | 0.0268 | 14.4% | 0.0036
2023-03-31 19:58 | 0.0233 | 0.0267 | 13.6% | 0.0034
2023-03-31 19:59 | 0.0233 | 0.0267 | 13.6% | 0.0034
2023-03-31 20:00 | 0.0233 | 0.0267 | 13.6% | 0.0034
2023-03-31 20:01 | 0.0233 | 0.0267 | 13.6% | 0.0034
2023-03-31 20:02 | 0.0232 | 0.0268 | 14.4% | 0.0036
2023-03-31 20:03 | 0.0234 | 0.0267 | 13.17% | 0.0033
2023-03-31 20:04 | 0.0232 | 0.0268 | 14.4% | 0.0036
2023-03-31 20:05 | 0.0232 | 0.0267 | 14.03% | 0.0035
2023-03-31 20:06 | 0.0232 | 0.0268 | 14.4% | 0.0036
2023-03-31 20:07 | 0.0233 | 0.0267 | 13.6% | 0.0034
2023-03-31 20:08 | 0.0233 | 0.0268 | 13.97% | 0.0035
2023-03-31 20:09 | 0.0234 | 0.0269 | 13.92% | 0.0035
2023-03-31 20:10 | 0.0232 | 0.0268 | 14.4% | 0.0036
2023-03-31 20:11 | 0.0233 | 0.0267 | 13.6% | 0.0034
2023-03-31 20:12 | 0.0233 | 0.0266 | 13.23% | 0.0033
2023-03-31 20:13 | 0.0231 | 0.0268 | 14.83% | 0.0037
2023-03-31 20:14 | 0.023 | 0.0267 | 14.89% | 0.0037
2023-03-31 20:15 | 0.0229 | 0.0268 | 15.69% | 0.0039
2023-03-31 20:16 | 0.0231 | 0.0268 | 14.83% | 0.0037
2023-03-31 20:17 | 0.0231 | 0.0267 | 14.46% | 0.0036
2023-03-31 20:18 | 0.023 | 0.0267 | 14.89% | 0.0037
2023-03-31 20:19 | 0.0227 | 0.0264 | 15.07% | 0.0037
2023-03-31 20:20 | 0.0226 | 0.0265 | 15.89% | 0.0039
2023-03-31 20:21 | 0.0228 | 0.0263 | 14.26% | 0.0035
2023-03-31 20:22 | 0.0227 | 0.0264 | 15.07% | 0.0037
2023-03-31 20:23 | 0.0227 | 0.0265 | 15.45% | 0.0038
2023-03-31 20:24 | 0.0228 | 0.0265 | 15.01% | 0.0037
2023-03-31 20:25 | 0.0228 | 0.0265 | 15.01% | 0.0037
2023-03-31 20:26 | 0.0228 | 0.0265 | 15.01% | 0.0037
2023-03-31 20:27 | 0.0229 | 0.0263 | 13.82% | 0.0034
2023-03-31 20:28 | 0.0229 | 0.0266 | 14.95% | 0.0037
2023-03-31 20:29 | 0.023 | 0.0266 | 14.52% | 0.0036
2023-03-31 20:30 | 0.023 | 0.0264 | 13.77% | 0.0034
2023-03-31 20:31 | 0.023 | 0.0267 | 14.89% | 0.0037
2023-03-31 20:32 | 0.023 | 0.0266 | 14.52% | 0.0036
2023-03-31 20:33 | 0.0229 | 0.0265 | 14.57% | 0.0036
2023-03-31 20:34 | 0.023 | 0.0266 | 14.52% | 0.0036
2023-03-31 20:35 | 0.023 | 0.0266 | 14.52% | 0.0036
2023-03-31 20:36 | 0.023 | 0.0266 | 14.52% | 0.0036
2023-03-31 20:37 | 0.0231 | 0.0264 | 13.33% | 0.0033
2023-03-31 20:38 | 0.023 | 0.0264 | 13.77% | 0.0034
2023-03-31 20:39 | 0.023 | 0.0265 | 14.14% | 0.0035
2023-03-31 20:40 | 0.0232 | 0.0267 | 14.03% | 0.0035
2023-03-31 20:41 | 0.0231 | 0.0264 | 13.33% | 0.0033
2023-03-31 20:42 | 0.0231 | 0.0265 | 13.71% | 0.0034
2023-03-31 20:43 | 0.0232 | 0.0265 | 13.28% | 0.0033
2023-03-31 20:44 | 0.0231 | 0.0264 | 13.33% | 0.0033
2023-03-31 20:45 | 0.023 | 0.0266 | 14.52% | 0.0036
2023-03-31 20:46 | 0.0231 | 0.0264 | 13.33% | 0.0033
2023-03-31 20:47 | 0.0231 | 0.0265 | 13.71% | 0.0034
2023-03-31 20:48 | 0.0231 | 0.0266 | 14.08% | 0.0035
2023-03-31 20:49 | 0.023 | 0.0266 | 14.52% | 0.0036
2023-03-31 20:50 | 0.023 | 0.0264 | 13.77% | 0.0034
2023-03-31 20:51 | 0.023 | 0.0266 | 14.52% | 0.0036
2023-03-31 20:52 | 0.0229 | 0.0266 | 14.95% | 0.0037
2023-03-31 20:53 | 0.0229 | 0.0266 | 14.95% | 0.0037
2023-03-31 20:54 | 0.023 | 0.0264 | 13.77% | 0.0034
2023-03-31 20:55 | 0.023 | 0.0265 | 14.14% | 0.0035
2023-03-31 20:56 | 0.0232 | 0.0265 | 13.28% | 0.0033
2023-03-31 20:57 | 0.023 | 0.0265 | 14.14% | 0.0035
2023-03-31 20:58 | 0.0231 | 0.0267 | 14.46% | 0.0036
2023-03-31 20:59 | 0.023 | 0.0267 | 14.89% | 0.0037
2023-03-31 21:00 | 0.023 | 0.0267 | 14.89% | 0.0037
2023-03-31 21:01 | 0.0231 | 0.0268 | 14.83% | 0.0037
2023-03-31 21:02 | 0.0231 | 0.0268 | 14.83% | 0.0037
2023-03-31 21:03 | 0.0229 | 0.0267 | 15.32% | 0.0038
2023-03-31 21:04 | 0.023 | 0.0265 | 14.14% | 0.0035
2023-03-31 21:05 | 0.023 | 0.0266 | 14.52% | 0.0036
2023-03-31 21:06 | 0.023 | 0.0265 | 14.14% | 0.0035
2023-03-31 21:07 | 0.0248 | 0.0286 | 14.23% | 0.0038
2023-03-31 21:08 | 0.0212 | 0.0242 | 13.22% | 0.003
2023-03-31 21:09 | 0.023 | 0.0263 | 13.39% | 0.0033
2023-03-31 21:10 | 0.0231 | 0.0263 | 12.96% | 0.0032
2023-03-31 21:11 | 0.023 | 0.0263 | 13.39% | 0.0033
2023-03-31 21:12 | 0.0231 | 0.0265 | 13.71% | 0.0034
2023-03-31 21:13 | 0.023 | 0.0263 | 13.39% | 0.0033
2023-03-31 21:14 | 0.023 | 0.0265 | 14.14% | 0.0035
2023-03-31 21:15 | 0.0228 | 0.0264 | 14.63% | 0.0036
2023-03-31 21:16 | 0.0228 | 0.0264 | 14.63% | 0.0036
2023-03-31 21:17 | 0.0228 | 0.0263 | 14.26% | 0.0035
2023-03-31 21:18 | 0.0228 | 0.0266 | 15.38% | 0.0038
2023-03-31 21:19 | 0.0227 | 0.0266 | 15.82% | 0.0039
2023-03-31 21:20 | 0.0226 | 0.0267 | 16.63% | 0.0041
2023-03-31 21:21 | 0.0227 | 0.0267 | 16.19% | 0.004
2023-03-31 21:22 | 0.0226 | 0.0264 | 15.51% | 0.0038
2023-03-31 21:23 | 0.0227 | 0.0266 | 15.82% | 0.0039
2023-03-31 21:24 | 0.0226 | 0.0266 | 16.26% | 0.004
2023-03-31 21:25 | 0.0227 | 0.0267 | 16.19% | 0.004
2023-03-31 21:26 | 0.0228 | 0.0266 | 15.38% | 0.0038
2023-03-31 21:27 | 0.0228 | 0.0267 | 15.76% | 0.0039
2023-03-31 21:28 | 0.0227 | 0.0266 | 15.82% | 0.0039
2023-03-31 21:29 | 0.0228 | 0.0264 | 14.63% | 0.0036
2023-03-31 21:30 | 0.0228 | 0.0265 | 15.01% | 0.0037
2023-03-31 21:31 | 0.0228 | 0.0265 | 15.01% | 0.0037
2023-03-31 21:32 | 0.023 | 0.0264 | 13.77% | 0.0034
2023-03-31 21:33 | 0.023 | 0.0265 | 14.14% | 0.0035
2023-03-31 21:34 | 0.0229 | 0.0266 | 14.95% | 0.0037
2023-03-31 21:35 | 0.0229 | 0.0267 | 15.32% | 0.0038
2023-03-31 21:36 | 0.023 | 0.0264 | 13.77% | 0.0034
2023-03-31 21:37 | 0.0231 | 0.0266 | 14.08% | 0.0035
2023-03-31 21:38 | 0.023 | 0.0265 | 14.14% | 0.0035
2023-03-31 21:39 | 0.023 | 0.0265 | 14.14% | 0.0035
2023-03-31 21:40 | 0.0232 | 0.0266 | 13.65% | 0.0034
2023-03-31 21:41 | 0.023 | 0.0265 | 14.14% | 0.0035
2023-03-31 21:42 | 0.0232 | 0.0264 | 12.9% | 0.0032
2023-03-31 21:43 | 0.0231 | 0.0266 | 14.08% | 0.0035
2023-03-31 21:44 | 0.0231 | 0.0265 | 13.71% | 0.0034
2023-03-31 21:45 | 0.023 | 0.0267 | 14.89% | 0.0037
2023-03-31 21:46 | 0.0231 | 0.0265 | 13.71% | 0.0034
2023-03-31 21:47 | 0.0229 | 0.0265 | 14.57% | 0.0036
2023-03-31 21:48 | 0.0231 | 0.0266 | 14.08% | 0.0035
2023-03-31 21:49 | 0.023 | 0.0264 | 13.77% | 0.0034
2023-03-31 21:50 | 0.023 | 0.0264 | 13.77% | 0.0034
2023-03-31 21:51 | 0.0228 | 0.0265 | 15.01% | 0.0037
2023-03-31 21:52 | 0.023 | 0.0264 | 13.77% | 0.0034
2023-03-31 21:53 | 0.0229 | 0.0265 | 14.57% | 0.0036
2023-03-31 21:54 | 0.0227 | 0.0266 | 15.82% | 0.0039
2023-03-31 21:55 | 0.023 | 0.0265 | 14.14% | 0.0035
2023-03-31 21:56 | 0.0229 | 0.0265 | 14.57% | 0.0036
2023-03-31 21:57 | 0.0231 | 0.0266 | 14.08% | 0.0035
2023-03-31 21:58 | 0.023 | 0.0266 | 14.52% | 0.0036
2023-03-31 21:59 | 0.0229 | 0.0266 | 14.95% | 0.0037
2023-03-31 22:00 | 0.0229 | 0.0265 | 14.57% | 0.0036
2023-03-31 22:01 | 0.0229 | 0.0267 | 15.32% | 0.0038
2023-03-31 22:02 | 0.0228 | 0.0265 | 15.01% | 0.0037
2023-03-31 22:03 | 0.023 | 0.0265 | 14.14% | 0.0035
2023-03-31 22:04 | 0.023 | 0.0267 | 14.89% | 0.0037
2023-03-31 22:05 | 0.0231 | 0.0265 | 13.71% | 0.0034
2023-03-31 22:06 | 0.0231 | 0.0266 | 14.08% | 0.0035
2023-03-31 22:07 | 0.0233 | 0.0267 | 13.6% | 0.0034
2023-03-31 22:08 | 0.0231 | 0.0264 | 13.33% | 0.0033
2023-03-31 22:09 | 0.0232 | 0.0265 | 13.28% | 0.0033
2023-03-31 22:10 | 0.0231 | 0.0266 | 14.08% | 0.0035
2023-03-31 22:11 | 0.0231 | 0.0266 | 14.08% | 0.0035
2023-03-31 22:12 | 0.0229 | 0.0268 | 15.69% | 0.0039
2023-03-31 22:13 | 0.0229 | 0.0266 | 14.95% | 0.0037
2023-03-31 22:14 | 0.023 | 0.0266 | 14.52% | 0.0036
2023-03-31 22:15 | 0.0231 | 0.0266 | 14.08% | 0.0035
2023-03-31 22:16 | 0.0231 | 0.0267 | 14.46% | 0.0036
2023-03-31 22:17 | 0.0231 | 0.0267 | 14.46% | 0.0036
2023-03-31 22:18 | 0.0231 | 0.0269 | 15.2% | 0.0038
2023-03-31 22:19 | 0.023 | 0.0266 | 14.52% | 0.0036
2023-03-31 22:20 | 0.0229 | 0.0267 | 15.32% | 0.0038
2023-03-31 22:21 | 0.0229 | 0.0267 | 15.32% | 0.0038
2023-03-31 22:22 | 0.0231 | 0.0267 | 14.46% | 0.0036
2023-03-31 22:23 | 0.0228 | 0.0269 | 16.5% | 0.0041
2023-03-31 22:24 | 0.0227 | 0.0267 | 16.19% | 0.004
2023-03-31 22:25 | 0.023 | 0.0269 | 15.63% | 0.0039
2023-03-31 22:26 | 0.0229 | 0.0269 | 16.06% | 0.004
2023-03-31 22:27 | 0.0229 | 0.0269 | 16.06% | 0.004
2023-03-31 22:28 | 0.0229 | 0.027 | 16.43% | 0.0041
2023-03-31 22:29 | 0.0229 | 0.0269 | 16.06% | 0.004
2023-03-31 22:30 | 0.023 | 0.0269 | 15.63% | 0.0039
2023-03-31 22:31 | 0.0228 | 0.0268 | 16.13% | 0.004
2023-03-31 22:32 | 0.023 | 0.0269 | 15.63% | 0.0039
2023-03-31 22:33 | 0.023 | 0.0268 | 15.26% | 0.0038
2023-03-31 22:34 | 0.023 | 0.027 | 16% | 0.004
2023-03-31 22:35 | 0.0231 | 0.0267 | 14.46% | 0.0036
2023-03-31 22:36 | 0.0231 | 0.0266 | 14.08% | 0.0035
2023-03-31 22:37 | 0.0231 | 0.0267 | 14.46% | 0.0036
2023-03-31 22:38 | 0.0231 | 0.0267 | 14.46% | 0.0036
2023-03-31 22:39 | 0.0231 | 0.0266 | 14.08% | 0.0035
2023-03-31 22:40 | 0.023 | 0.0266 | 14.52% | 0.0036
2023-03-31 22:41 | 0.0231 | 0.0267 | 14.46% | 0.0036
2023-03-31 22:42 | 0.0231 | 0.0269 | 15.2% | 0.0038
2023-03-31 22:43 | 0.0229 | 0.0267 | 15.32% | 0.0038
2023-03-31 22:44 | 0.0231 | 0.0267 | 14.46% | 0.0036
2023-03-31 22:45 | 0.0231 | 0.0268 | 14.83% | 0.0037
2023-03-31 22:46 | 0.0232 | 0.0269 | 14.77% | 0.0037
2023-03-31 22:47 | 0.0232 | 0.0267 | 14.03% | 0.0035
2023-03-31 22:48 | 0.023 | 0.027 | 16% | 0.004
2023-03-31 22:49 | 0.0232 | 0.0269 | 14.77% | 0.0037
2023-03-31 22:50 | 0.0231 | 0.0269 | 15.2% | 0.0038
2023-03-31 22:51 | 0.023 | 0.0266 | 14.52% | 0.0036
2023-03-31 22:52 | 0.0232 | 0.0268 | 14.4% | 0.0036
2023-03-31 22:53 | 0.023 | 0.0269 | 15.63% | 0.0039
2023-03-31 22:54 | 0.0231 | 0.0269 | 15.2% | 0.0038
2023-03-31 22:55 | 0.0233 | 0.0268 | 13.97% | 0.0035
2023-03-31 22:56 | 0.0231 | 0.0268 | 14.83% | 0.0037
2023-03-31 22:57 | 0.0231 | 0.0267 | 14.46% | 0.0036
2023-03-31 22:58 | 0.0231 | 0.0268 | 14.83% | 0.0037
2023-03-31 22:59 | 0.0231 | 0.0269 | 15.2% | 0.0038
2023-03-31 23:00 | 0.0231 | 0.0268 | 14.83% | 0.0037
2023-03-31 23:01 | 0.0231 | 0.0268 | 14.83% | 0.0037
2023-03-31 23:02 | 0.0231 | 0.027 | 15.57% | 0.0039
2023-03-31 23:03 | 0.023 | 0.0266 | 14.52% | 0.0036
2023-03-31 23:04 | 0.0232 | 0.0268 | 14.4% | 0.0036
2023-03-31 23:05 | 0.0233 | 0.0267 | 13.6% | 0.0034
2023-03-31 23:06 | 0.0233 | 0.0268 | 13.97% | 0.0035
2023-03-31 23:07 | 0.0234 | 0.0269 | 13.92% | 0.0035
2023-03-31 23:08 | 0.0232 | 0.0268 | 14.4% | 0.0036
2023-03-31 23:09 | 0.0233 | 0.0267 | 13.6% | 0.0034
2023-03-31 23:10 | 0.0233 | 0.0268 | 13.97% | 0.0035
2023-03-31 23:11 | 0.023 | 0.0268 | 15.26% | 0.0038
2023-03-31 23:12 | 0.0231 | 0.0267 | 14.46% | 0.0036
2023-03-31 23:13 | 0.023 | 0.0266 | 14.52% | 0.0036
2023-03-31 23:14 | 0.023 | 0.0266 | 14.52% | 0.0036
2023-03-31 23:15 | 0.023 | 0.0267 | 14.89% | 0.0037
2023-03-31 23:16 | 0.023 | 0.0267 | 14.89% | 0.0037
2023-03-31 23:17 | 0.0229 | 0.0267 | 15.32% | 0.0038
2023-03-31 23:18 | 0.0229 | 0.0267 | 15.32% | 0.0038
2023-03-31 23:19 | 0.023 | 0.0268 | 15.26% | 0.0038
2023-03-31 23:20 | 0.023 | 0.0268 | 15.26% | 0.0038
2023-03-31 23:21 | 0.0228 | 0.0266 | 15.38% | 0.0038
2023-03-31 23:22 | 0.0229 | 0.0268 | 15.69% | 0.0039
2023-03-31 23:23 | 0.0229 | 0.0266 | 14.95% | 0.0037
2023-03-31 23:24 | 0.0231 | 0.0266 | 14.08% | 0.0035
2023-03-31 23:25 | 0.0232 | 0.0269 | 14.77% | 0.0037
2023-03-31 23:26 | 0.023 | 0.0268 | 15.26% | 0.0038
2023-03-31 23:27 | 0.0232 | 0.0268 | 14.4% | 0.0036
2023-03-31 23:28 | 0.0231 | 0.0269 | 15.2% | 0.0038
2023-03-31 23:29 | 0.0228 | 0.027 | 16.87% | 0.0042
2023-03-31 23:30 | 0.0229 | 0.027 | 16.43% | 0.0041
2023-03-31 23:31 | 0.0229 | 0.0269 | 16.06% | 0.004
2023-03-31 23:32 | 0.023 | 0.0269 | 15.63% | 0.0039
2023-03-31 23:33 | 0.023 | 0.027 | 16% | 0.004
2023-03-31 23:34 | 0.023 | 0.0267 | 14.89% | 0.0037
2023-03-31 23:35 | 0.0231 | 0.0267 | 14.46% | 0.0036
2023-03-31 23:36 | 0.0231 | 0.0267 | 14.46% | 0.0036
2023-03-31 23:37 | 0.023 | 0.0269 | 15.63% | 0.0039
2023-03-31 23:38 | 0.0231 | 0.0268 | 14.83% | 0.0037
2023-03-31 23:39 | 0.0229 | 0.0269 | 16.06% | 0.004
2023-03-31 23:40 | 0.0231 | 0.0267 | 14.46% | 0.0036
2023-03-31 23:41 | 0.0232 | 0.027 | 15.14% | 0.0038
2023-03-31 23:42 | 0.0231 | 0.027 | 15.57% | 0.0039
2023-03-31 23:43 | 0.0232 | 0.0268 | 14.4% | 0.0036
2023-03-31 23:44 | 0.0231 | 0.0268 | 14.83% | 0.0037
2023-03-31 23:45 | 0.023 | 0.0267 | 14.89% | 0.0037
2023-03-31 23:46 | 0.0231 | 0.0266 | 14.08% | 0.0035
2023-03-31 23:47 | 0.023 | 0.0268 | 15.26% | 0.0038
2023-03-31 23:48 | 0.0231 | 0.027 | 15.57% | 0.0039
2023-03-31 23:49 | 0.0231 | 0.0268 | 14.83% | 0.0037
2023-03-31 23:50 | 0.023 | 0.0268 | 15.26% | 0.0038
2023-03-31 23:51 | 0.0233 | 0.0269 | 14.34% | 0.0036
2023-03-31 23:52 | 0.0231 | 0.0269 | 15.2% | 0.0038
2023-03-31 23:53 | 0.023 | 0.0269 | 15.63% | 0.0039
2023-03-31 23:54 | 0.0231 | 0.027 | 15.57% | 0.0039
2023-03-31 23:55 | 0.0231 | 0.0268 | 14.83% | 0.0037
2023-03-31 23:56 | 0.023 | 0.0268 | 15.26% | 0.0038
2023-03-31 23:57 | 0.023 | 0.0269 | 15.63% | 0.0039
2023-03-31 23:58 | 0.0231 | 0.0269 | 15.2% | 0.0038
2023-03-31 23:59 | 0.0232 | 0.027 | 15.14% | 0.0038
2023-04-01 | 0.0231 | 0.0269 | 15.2% | 0.0038
2023-04-01 00:01 | 0.0232 | 0.0268 | 14.4% | 0.0036
2023-04-01 00:02 | 0.0232 | 0.027 | 15.14% | 0.0038
2023-04-01 00:03 | 0.0231 | 0.0268 | 14.83% | 0.0037
2023-04-01 00:04 | 0.0233 | 0.0271 | 15.08% | 0.0038
2023-04-01 00:05 | 0.0232 | 0.0268 | 14.4% | 0.0036
2023-04-01 00:06 | 0.0232 | 0.0271 | 15.51% | 0.0039
2023-04-01 00:07 | 0.0232 | 0.0268 | 14.4% | 0.0036
2023-04-01 00:08 | 0.0232 | 0.0269 | 14.77% | 0.0037
2023-04-01 00:09 | 0.0232 | 0.0268 | 14.4% | 0.0036
2023-04-01 00:10 | 0.0231 | 0.0268 | 14.83% | 0.0037
2023-04-01 00:11 | 0.0232 | 0.0267 | 14.03% | 0.0035
2023-04-01 00:12 | 0.023 | 0.0268 | 15.26% | 0.0038
2023-04-01 00:13 | 0.0231 | 0.0268 | 14.83% | 0.0037
2023-04-01 00:14 | 0.023 | 0.0268 | 15.26% | 0.0038
2023-04-01 00:15 | 0.0228 | 0.0268 | 16.13% | 0.004
2023-04-01 00:16 | 0.0229 | 0.0271 | 16.8% | 0.0042
2023-04-01 00:17 | 0.0231 | 0.027 | 15.57% | 0.0039
2023-04-01 00:18 | 0.0232 | 0.027 | 15.14% | 0.0038
2023-04-01 00:19 | 0.023 | 0.0269 | 15.63% | 0.0039
2023-04-01 00:20 | 0.023 | 0.0269 | 15.63% | 0.0039
2023-04-01 00:21 | 0.0229 | 0.0269 | 16.06% | 0.004
2023-04-01 00:22 | 0.0229 | 0.0268 | 15.69% | 0.0039
2023-04-01 00:23 | 0.0229 | 0.0267 | 15.32% | 0.0038
2023-04-01 00:24 | 0.0228 | 0.0269 | 16.5% | 0.0041
2023-04-01 00:25 | 0.0228 | 0.0269 | 16.5% | 0.0041
2023-04-01 00:26 | 0.0229 | 0.0269 | 16.06% | 0.004
2023-04-01 00:27 | 0.023 | 0.0268 | 15.26% | 0.0038
2023-04-01 00:28 | 0.023 | 0.0267 | 14.89% | 0.0037
2023-04-01 00:29 | 0.0229 | 0.0267 | 15.32% | 0.0038
2023-04-01 00:30 | 0.023 | 0.027 | 16% | 0.004
2023-04-01 00:31 | 0.0229 | 0.0268 | 15.69% | 0.0039
2023-04-01 00:32 | 0.0229 | 0.027 | 16.43% | 0.0041
2023-04-01 00:33 | 0.0232 | 0.0269 | 14.77% | 0.0037
2023-04-01 00:34 | 0.023 | 0.0267 | 14.89% | 0.0037
2023-04-01 00:35 | 0.0228 | 0.0268 | 16.13% | 0.004
2023-04-01 00:36 | 0.0228 | 0.027 | 16.87% | 0.0042
2023-04-01 00:37 | 0.0228 | 0.0269 | 16.5% | 0.0041
2023-04-01 00:38 | 0.0229 | 0.027 | 16.43% | 0.0041
2023-04-01 00:39 | 0.023 | 0.0269 | 15.63% | 0.0039
2023-04-01 00:40 | 0.0228 | 0.027 | 16.87% | 0.0042
2023-04-01 00:41 | 0.0229 | 0.027 | 16.43% | 0.0041
2023-04-01 00:42 | 0.023 | 0.027 | 16% | 0.004
2023-04-01 00:43 | 0.023 | 0.027 | 16% | 0.004
2023-04-01 00:44 | 0.0229 | 0.0268 | 15.69% | 0.0039
2023-04-01 00:45 | 0.023 | 0.0268 | 15.26% | 0.0038
2023-04-01 00:46 | 0.023 | 0.0269 | 15.63% | 0.0039
2023-04-01 00:47 | 0.023 | 0.027 | 16% | 0.004
2023-04-01 00:48 | 0.0231 | 0.0269 | 15.2% | 0.0038
2023-04-01 00:49 | 0.0232 | 0.0269 | 14.77% | 0.0037
2023-04-01 00:50 | 0.023 | 0.0267 | 14.89% | 0.0037
2023-04-01 00:51 | 0.0231 | 0.0269 | 15.2% | 0.0038
2023-04-01 00:52 | 0.0232 | 0.0268 | 14.4% | 0.0036
2023-04-01 00:53 | 0.0231 | 0.0267 | 14.46% | 0.0036
2023-04-01 00:54 | 0.0231 | 0.0269 | 15.2% | 0.0038
2023-04-01 00:55 | 0.0232 | 0.0271 | 15.51% | 0.0039
2023-04-01 00:56 | 0.0231 | 0.027 | 15.57% | 0.0039
2023-04-01 00:57 | 0.0232 | 0.0272 | 15.87% | 0.004
2023-04-01 00:58 | 0.0232 | 0.027 | 15.14% | 0.0038
2023-04-01 00:59 | 0.0232 | 0.0271 | 15.51% | 0.0039
2023-04-01 01:00 | 0.023 | 0.0271 | 16.37% | 0.0041
2023-04-01 01:01 | 0.0231 | 0.0273 | 16.67% | 0.0042
2023-04-01 01:02 | 0.0232 | 0.0272 | 15.87% | 0.004
2023-04-01 01:03 | 0.0233 | 0.0272 | 15.45% | 0.0039
2023-04-01 01:04 | 0.0233 | 0.027 | 14.71% | 0.0037
2023-04-01 01:05 | 0.0232 | 0.027 | 15.14% | 0.0038
2023-04-01 01:06 | 0.0232 | 0.027 | 15.14% | 0.0038
2023-04-01 01:07 | 0.0233 | 0.027 | 14.71% | 0.0037
2023-04-01 01:08 | 0.0233 | 0.0269 | 14.34% | 0.0036
2023-04-01 01:09 | 0.0234 | 0.027 | 14.29% | 0.0036
2023-04-01 01:10 | 0.0233 | 0.027 | 14.71% | 0.0037
2023-04-01 01:11 | 0.0232 | 0.0269 | 14.77% | 0.0037
2023-04-01 01:12 | 0.0232 | 0.027 | 15.14% | 0.0038
2023-04-01 01:13 | 0.0231 | 0.027 | 15.57% | 0.0039
2023-04-01 01:14 | 0.0232 | 0.0271 | 15.51% | 0.0039
2023-04-01 01:15 | 0.0232 | 0.027 | 15.14% | 0.0038
2023-04-01 01:16 | 0.0232 | 0.0271 | 15.51% | 0.0039
2023-04-01 01:17 | 0.023 | 0.0271 | 16.37% | 0.0041
2023-04-01 01:18 | 0.0232 | 0.0271 | 15.51% | 0.0039
2023-04-01 01:19 | 0.0232 | 0.027 | 15.14% | 0.0038
2023-04-01 01:20 | 0.0233 | 0.0272 | 15.45% | 0.0039
2023-04-01 01:21 | 0.0232 | 0.027 | 15.14% | 0.0038
2023-04-01 01:22 | 0.0232 | 0.0271 | 15.51% | 0.0039
2023-04-01 01:23 | 0.0231 | 0.0271 | 15.94% | 0.004
2023-04-01 01:24 | 0.0231 | 0.0271 | 15.94% | 0.004
2023-04-01 01:25 | 0.0233 | 0.0272 | 15.45% | 0.0039
2023-04-01 01:26 | 0.0233 | 0.0271 | 15.08% | 0.0038
2023-04-01 01:27 | 0.0232 | 0.0272 | 15.87% | 0.004
2023-04-01 01:28 | 0.0234 | 0.027 | 14.29% | 0.0036
2023-04-01 01:29 | 0.0232 | 0.0273 | 16.24% | 0.0041
2023-04-01 01:30 | 0.0231 | 0.0272 | 16.3% | 0.0041
2023-04-01 01:31 | 0.0232 | 0.0271 | 15.51% | 0.0039
2023-04-01 01:32 | 0.0234 | 0.0272 | 15.02% | 0.0038
2023-04-01 01:33 | 0.0233 | 0.0271 | 15.08% | 0.0038
2023-04-01 01:34 | 0.0234 | 0.0272 | 15.02% | 0.0038
2023-04-01 01:35 | 0.0234 | 0.0274 | 15.75% | 0.004
2023-04-01 01:36 | 0.0234 | 0.0272 | 15.02% | 0.0038
2023-04-01 01:37 | 0.0234 | 0.0272 | 15.02% | 0.0038
2023-04-01 01:38 | 0.0233 | 0.0272 | 15.45% | 0.0039
2023-04-01 01:39 | 0.0232 | 0.0273 | 16.24% | 0.0041
2023-04-01 01:40 | 0.0235 | 0.0272 | 14.6% | 0.0037
2023-04-01 01:41 | 0.0234 | 0.0273 | 15.38% | 0.0039
2023-04-01 01:42 | 0.0232 | 0.0272 | 15.87% | 0.004
2023-04-01 01:43 | 0.0233 | 0.0274 | 16.17% | 0.0041
2023-04-01 01:44 | 0.0232 | 0.0272 | 15.87% | 0.004
2023-04-01 01:45 | 0.0232 | 0.0272 | 15.87% | 0.004
2023-04-01 01:46 | 0.0232 | 0.0272 | 15.87% | 0.004
2023-04-01 01:47 | 0.0231 | 0.0274 | 17.03% | 0.0043
2023-04-01 01:48 | 0.023 | 0.0275 | 17.82% | 0.0045
2023-04-01 01:49 | 0.0229 | 0.0275 | 18.25% | 0.0046
2023-04-01 01:50 | 0.0229 | 0.0277 | 18.97% | 0.0048
2023-04-01 01:51 | 0.023 | 0.0275 | 17.82% | 0.0045
2023-04-01 01:52 | 0.0229 | 0.0275 | 18.25% | 0.0046
2023-04-01 01:53 | 0.0232 | 0.0276 | 17.32% | 0.0044
2023-04-01 01:54 | 0.023 | 0.0275 | 17.82% | 0.0045
2023-04-01 01:55 | 0.0231 | 0.0275 | 17.39% | 0.0044
2023-04-01 01:56 | 0.0232 | 0.0276 | 17.32% | 0.0044
2023-04-01 01:57 | 0.0233 | 0.0277 | 17.25% | 0.0044
2023-04-01 01:58 | 0.0231 | 0.0275 | 17.39% | 0.0044
2023-04-01 01:59 | 0.0231 | 0.0275 | 17.39% | 0.0044
2023-04-01 02:00 | 0.0231 | 0.0275 | 17.39% | 0.0044
2023-04-01 02:01 | 0.023 | 0.0274 | 17.46% | 0.0044
2023-04-01 02:02 | 0.0231 | 0.0274 | 17.03% | 0.0043
2023-04-01 02:03 | 0.0231 | 0.0276 | 17.75% | 0.0045
2023-04-01 02:04 | 0.0233 | 0.0272 | 15.45% | 0.0039
2023-04-01 02:05 | 0.0234 | 0.0271 | 14.65% | 0.0037
2023-04-01 02:06 | 0.0234 | 0.0273 | 15.38% | 0.0039
2023-04-01 02:07 | 0.0237 | 0.0272 | 13.75% | 0.0035
2023-04-01 02:08 | 0.0235 | 0.0273 | 14.96% | 0.0038
2023-04-01 02:09 | 0.0233 | 0.0272 | 15.45% | 0.0039
2023-04-01 02:10 | 0.0232 | 0.0274 | 16.6% | 0.0042
2023-04-01 02:11 | 0.0232 | 0.0274 | 16.6% | 0.0042
2023-04-01 02:12 | 0.0232 | 0.0275 | 16.96% | 0.0043
2023-04-01 02:13 | 0.0232 | 0.0273 | 16.24% | 0.0041
2023-04-01 02:14 | 0.0234 | 0.0275 | 16.11% | 0.0041
2023-04-01 02:15 | 0.0233 | 0.0274 | 16.17% | 0.0041
2023-04-01 02:16 | 0.0233 | 0.0275 | 16.54% | 0.0042
2023-04-01 02:17 | 0.0232 | 0.0274 | 16.6% | 0.0042
2023-04-01 02:18 | 0.0232 | 0.0273 | 16.24% | 0.0041
2023-04-01 02:19 | 0.0232 | 0.0274 | 16.6% | 0.0042
2023-04-01 02:20 | 0.0234 | 0.0275 | 16.11% | 0.0041
2023-04-01 02:21 | 0.0234 | 0.0275 | 16.11% | 0.0041
2023-04-01 02:22 | 0.0231 | 0.0269 | 15.2% | 0.0038
2023-04-01 02:23 | 0.0232 | 0.027 | 15.14% | 0.0038
2023-04-01 02:24 | 0.0233 | 0.0271 | 15.08% | 0.0038
2023-04-01 02:25 | 0.0235 | 0.0269 | 13.49% | 0.0034
2023-04-01 02:26 | 0.0233 | 0.027 | 14.71% | 0.0037
2023-04-01 02:27 | 0.0234 | 0.0268 | 13.55% | 0.0034
2023-04-01 02:28 | 0.0232 | 0.0271 | 15.51% | 0.0039
2023-04-01 02:29 | 0.0233 | 0.027 | 14.71% | 0.0037
2023-04-01 02:30 | 0.0232 | 0.0272 | 15.87% | 0.004
2023-04-01 02:31 | 0.0234 | 0.0275 | 16.11% | 0.0041
2023-04-01 02:32 | 0.0233 | 0.0274 | 16.17% | 0.0041
2023-04-01 02:33 | 0.0233 | 0.0275 | 16.54% | 0.0042
2023-04-01 02:34 | 0.0231 | 0.0274 | 17.03% | 0.0043
2023-04-01 02:35 | 0.0232 | 0.0274 | 16.6% | 0.0042
2023-04-01 02:36 | 0.0232 | 0.0273 | 16.24% | 0.0041
2023-04-01 02:37 | 0.0233 | 0.0274 | 16.17% | 0.0041
2023-04-01 02:38 | 0.0233 | 0.0274 | 16.17% | 0.0041
2023-04-01 02:39 | 0.0234 | 0.0274 | 15.75% | 0.004
2023-04-01 02:40 | 0.0233 | 0.0274 | 16.17% | 0.0041
2023-04-01 02:41 | 0.0233 | 0.0274 | 16.17% | 0.0041
2023-04-01 02:42 | 0.0232 | 0.0274 | 16.6% | 0.0042
2023-04-01 02:43 | 0.0233 | 0.0272 | 15.45% | 0.0039
2023-04-01 02:44 | 0.0233 | 0.0274 | 16.17% | 0.0041
2023-04-01 02:45 | 0.0233 | 0.0274 | 16.17% | 0.0041
2023-04-01 02:46 | 0.0233 | 0.0274 | 16.17% | 0.0041
2023-04-01 02:47 | 0.0235 | 0.0273 | 14.96% | 0.0038
2023-04-01 02:48 | 0.0235 | 0.0274 | 15.32% | 0.0039
2023-04-01 02:49 | 0.0236 | 0.0274 | 14.9% | 0.0038
2023-04-01 02:50 | 0.0232 | 0.0274 | 16.6% | 0.0042
2023-04-01 02:51 | 0.0233 | 0.0274 | 16.17% | 0.0041
2023-04-01 02:52 | 0.0234 | 0.0276 | 16.47% | 0.0042
2023-04-01 02:53 | 0.0233 | 0.0275 | 16.54% | 0.0042
2023-04-01 02:54 | 0.0234 | 0.0276 | 16.47% | 0.0042
2023-04-01 02:55 | 0.0233 | 0.0276 | 16.9% | 0.0043
2023-04-01 02:56 | 0.0234 | 0.0275 | 16.11% | 0.0041
2023-04-01 02:57 | 0.0234 | 0.0275 | 16.11% | 0.0041
2023-04-01 02:58 | 0.0234 | 0.0276 | 16.47% | 0.0042
2023-04-01 02:59 | 0.0236 | 0.0275 | 15.26% | 0.0039
2023-04-01 03:00 | 0.0234 | 0.0275 | 16.11% | 0.0041
2023-04-01 03:01 | 0.0235 | 0.0275 | 15.69% | 0.004
2023-04-01 03:02 | 0.0236 | 0.0276 | 15.63% | 0.004
2023-04-01 03:03 | 0.0233 | 0.0275 | 16.54% | 0.0042
2023-04-01 03:04 | 0.0235 | 0.0274 | 15.32% | 0.0039
2023-04-01 03:05 | 0.0236 | 0.0275 | 15.26% | 0.0039
2023-04-01 03:06 | 0.0236 | 0.0274 | 14.9% | 0.0038
2023-04-01 03:07 | 0.0234 | 0.0274 | 15.75% | 0.004
2023-04-01 03:08 | 0.0233 | 0.0272 | 15.45% | 0.0039
2023-04-01 03:09 | 0.0231 | 0.0272 | 16.3% | 0.0041
2023-04-01 03:10 | 0.0232 | 0.0272 | 15.87% | 0.004
2023-04-01 03:11 | 0.0231 | 0.0273 | 16.67% | 0.0042
2023-04-01 03:12 | 0.0234 | 0.0272 | 15.02% | 0.0038
2023-04-01 03:13 | 0.0232 | 0.0271 | 15.51% | 0.0039
2023-04-01 03:14 | 0.0232 | 0.0274 | 16.6% | 0.0042
2023-04-01 03:15 | 0.0232 | 0.0273 | 16.24% | 0.0041
2023-04-01 03:16 | 0.0233 | 0.0271 | 15.08% | 0.0038
2023-04-01 03:17 | 0.0232 | 0.0274 | 16.6% | 0.0042
2023-04-01 03:18 | 0.0231 | 0.0273 | 16.67% | 0.0042
2023-04-01 03:19 | 0.0233 | 0.0271 | 15.08% | 0.0038
2023-04-01 03:20 | 0.0232 | 0.0272 | 15.87% | 0.004
2023-04-01 03:21 | 0.0234 | 0.0272 | 15.02% | 0.0038
2023-04-01 03:22 | 0.0233 | 0.0272 | 15.45% | 0.0039
2023-04-01 03:23 | 0.0231 | 0.0272 | 16.3% | 0.0041
2023-04-01 03:24 | 0.0232 | 0.027 | 15.14% | 0.0038
2023-04-01 03:25 | 0.0233 | 0.0271 | 15.08% | 0.0038
2023-04-01 03:26 | 0.0233 | 0.0271 | 15.08% | 0.0038
2023-04-01 03:27 | 0.0231 | 0.0271 | 15.94% | 0.004
2023-04-01 03:28 | 0.0232 | 0.027 | 15.14% | 0.0038
2023-04-01 03:29 | 0.0233 | 0.0272 | 15.45% | 0.0039
2023-04-01 03:30 | 0.0232 | 0.0272 | 15.87% | 0.004
2023-04-01 03:31 | 0.0232 | 0.0271 | 15.51% | 0.0039
2023-04-01 03:32 | 0.0231 | 0.0273 | 16.67% | 0.0042
2023-04-01 03:33 | 0.0233 | 0.0273 | 15.81% | 0.004
2023-04-01 03:34 | 0.0232 | 0.0272 | 15.87% | 0.004
2023-04-01 03:35 | 0.0232 | 0.0273 | 16.24% | 0.0041
2023-04-01 03:36 | 0.0231 | 0.0273 | 16.67% | 0.0042
2023-04-01 03:37 | 0.023 | 0.0274 | 17.46% | 0.0044
2023-04-01 03:38 | 0.0232 | 0.0272 | 15.87% | 0.004
2023-04-01 03:39 | 0.0231 | 0.0274 | 17.03% | 0.0043
2023-04-01 03:40 | 0.0233 | 0.0272 | 15.45% | 0.0039
2023-04-01 03:41 | 0.0232 | 0.0272 | 15.87% | 0.004
2023-04-01 03:42 | 0.0231 | 0.0273 | 16.67% | 0.0042
2023-04-01 03:43 | 0.0231 | 0.0273 | 16.67% | 0.0042
2023-04-01 03:44 | 0.0231 | 0.0273 | 16.67% | 0.0042
2023-04-01 03:45 | 0.0231 | 0.0272 | 16.3% | 0.0041
2023-04-01 03:46 | 0.0231 | 0.0272 | 16.3% | 0.0041
2023-04-01 03:47 | 0.0231 | 0.0272 | 16.3% | 0.0041
2023-04-01 03:48 | 0.0231 | 0.0272 | 16.3% | 0.0041
2023-04-01 03:49 | 0.0229 | 0.0273 | 17.53% | 0.0044
2023-04-01 03:50 | 0.0231 | 0.0273 | 16.67% | 0.0042
2023-04-01 03:51 | 0.0231 | 0.0274 | 17.03% | 0.0043
2023-04-01 03:52 | 0.0229 | 0.0273 | 17.53% | 0.0044
2023-04-01 03:53 | 0.0232 | 0.0271 | 15.51% | 0.0039
2023-04-01 03:54 | 0.0234 | 0.0272 | 15.02% | 0.0038
2023-04-01 03:55 | 0.0231 | 0.0271 | 15.94% | 0.004
2023-04-01 03:56 | 0.0232 | 0.0273 | 16.24% | 0.0041
2023-04-01 03:57 | 0.0232 | 0.0272 | 15.87% | 0.004
2023-04-01 03:58 | 0.0232 | 0.0271 | 15.51% | 0.0039
2023-04-01 03:59 | 0.0231 | 0.0272 | 16.3% | 0.0041
2023-04-01 04:00 | 0.0229 | 0.0273 | 17.53% | 0.0044
2023-04-01 04:01 | 0.023 | 0.0273 | 17.1% | 0.0043
2023-04-01 04:02 | 0.0229 | 0.0272 | 17.17% | 0.0043
2023-04-01 04:03 | 0.023 | 0.0272 | 16.73% | 0.0042
2023-04-01 04:04 | 0.023 | 0.0272 | 16.73% | 0.0042
2023-04-01 04:05 | 0.0229 | 0.0273 | 17.53% | 0.0044
2023-04-01 04:06 | 0.0229 | 0.0273 | 17.53% | 0.0044
2023-04-01 04:07 | 0.023 | 0.0274 | 17.46% | 0.0044
2023-04-01 04:08 | 0.0228 | 0.0273 | 17.96% | 0.0045
2023-04-01 04:09 | 0.023 | 0.0272 | 16.73% | 0.0042
2023-04-01 04:10 | 0.023 | 0.027 | 16% | 0.004
2023-04-01 04:11 | 0.023 | 0.0274 | 17.46% | 0.0044
2023-04-01 04:12 | 0.023 | 0.0273 | 17.1% | 0.0043
2023-04-01 04:13 | 0.023 | 0.0271 | 16.37% | 0.0041
2023-04-01 04:14 | 0.0229 | 0.0272 | 17.17% | 0.0043
2023-04-01 04:15 | 0.023 | 0.0272 | 16.73% | 0.0042
2023-04-01 04:16 | 0.0229 | 0.0272 | 17.17% | 0.0043
2023-04-01 04:17 | 0.0231 | 0.0272 | 16.3% | 0.0041
2023-04-01 04:18 | 0.0231 | 0.0272 | 16.3% | 0.0041
2023-04-01 04:19 | 0.0231 | 0.0272 | 16.3% | 0.0041
2023-04-01 04:20 | 0.0229 | 0.0274 | 17.89% | 0.0045
2023-04-01 04:21 | 0.0228 | 0.0273 | 17.96% | 0.0045
2023-04-01 04:22 | 0.0229 | 0.0272 | 17.17% | 0.0043
2023-04-01 04:23 | 0.023 | 0.0272 | 16.73% | 0.0042
2023-04-01 04:24 | 0.023 | 0.027 | 16% | 0.004
2023-04-01 04:25 | 0.023 | 0.0272 | 16.73% | 0.0042
2023-04-01 04:26 | 0.0231 | 0.0271 | 15.94% | 0.004
2023-04-01 04:27 | 0.023 | 0.0269 | 15.63% | 0.0039
2023-04-01 04:28 | 0.0231 | 0.027 | 15.57% | 0.0039
2023-04-01 04:29 | 0.0232 | 0.0271 | 15.51% | 0.0039
2023-04-01 04:30 | 0.023 | 0.0272 | 16.73% | 0.0042
2023-04-01 04:31 | 0.0229 | 0.0272 | 17.17% | 0.0043
2023-04-01 04:32 | 0.023 | 0.0272 | 16.73% | 0.0042
2023-04-01 04:33 | 0.0229 | 0.027 | 16.43% | 0.0041
2023-04-01 04:34 | 0.023 | 0.0273 | 17.1% | 0.0043
2023-04-01 04:35 | 0.023 | 0.0271 | 16.37% | 0.0041
2023-04-01 04:36 | 0.023 | 0.0271 | 16.37% | 0.0041
2023-04-01 04:37 | 0.0228 | 0.0273 | 17.96% | 0.0045
2023-04-01 04:38 | 0.0229 | 0.0272 | 17.17% | 0.0043
2023-04-01 04:39 | 0.0229 | 0.0272 | 17.17% | 0.0043
2023-04-01 04:40 | 0.023 | 0.0272 | 16.73% | 0.0042
2023-04-01 04:41 | 0.0229 | 0.0272 | 17.17% | 0.0043
2023-04-01 04:42 | 0.0229 | 0.0273 | 17.53% | 0.0044
2023-04-01 04:43 | 0.023 | 0.0271 | 16.37% | 0.0041
2023-04-01 04:44 | 0.0231 | 0.0273 | 16.67% | 0.0042
2023-04-01 04:45 | 0.0232 | 0.0272 | 15.87% | 0.004
2023-04-01 04:46 | 0.0233 | 0.027 | 14.71% | 0.0037
2023-04-01 04:47 | 0.0231 | 0.0272 | 16.3% | 0.0041
2023-04-01 04:48 | 0.0232 | 0.0271 | 15.51% | 0.0039
2023-04-01 04:49 | 0.0231 | 0.027 | 15.57% | 0.0039
2023-04-01 04:50 | 0.0232 | 0.0272 | 15.87% | 0.004
2023-04-01 04:51 | 0.0232 | 0.0271 | 15.51% | 0.0039
2023-04-01 04:52 | 0.0231 | 0.0274 | 17.03% | 0.0043
2023-04-01 04:53 | 0.0231 | 0.027 | 15.57% | 0.0039
2023-04-01 04:54 | 0.0231 | 0.027 | 15.57% | 0.0039
2023-04-01 04:55 | 0.0232 | 0.027 | 15.14% | 0.0038
2023-04-01 04:56 | 0.0235 | 0.027 | 13.86% | 0.0035
2023-04-01 04:57 | 0.0232 | 0.0272 | 15.87% | 0.004
2023-04-01 04:58 | 0.0232 | 0.0272 | 15.87% | 0.004
2023-04-01 04:59 | 0.0233 | 0.0272 | 15.45% | 0.0039
2023-04-01 05:00 | 0.0233 | 0.0271 | 15.08% | 0.0038
2023-04-01 05:01 | 0.0233 | 0.027 | 14.71% | 0.0037
2023-04-01 05:02 | 0.0233 | 0.0268 | 13.97% | 0.0035
2023-04-01 05:03 | 0.0232 | 0.0271 | 15.51% | 0.0039
2023-04-01 05:04 | 0.0231 | 0.027 | 15.57% | 0.0039
2023-04-01 05:05 | 0.0231 | 0.0271 | 15.94% | 0.004
2023-04-01 05:06 | 0.0233 | 0.0269 | 14.34% | 0.0036
2023-04-01 05:07 | 0.023 | 0.0271 | 16.37% | 0.0041
2023-04-01 05:08 | 0.0228 | 0.0271 | 17.23% | 0.0043
2023-04-01 05:09 | 0.0231 | 0.027 | 15.57% | 0.0039
2023-04-01 05:10 | 0.0228 | 0.0272 | 17.6% | 0.0044
2023-04-01 05:11 | 0.0228 | 0.0271 | 17.23% | 0.0043
2023-04-01 05:12 | 0.0228 | 0.027 | 16.87% | 0.0042
2023-04-01 05:13 | 0.023 | 0.0272 | 16.73% | 0.0042
2023-04-01 05:14 | 0.0229 | 0.0272 | 17.17% | 0.0043
2023-04-01 05:15 | 0.0229 | 0.027 | 16.43% | 0.0041
2023-04-01 05:16 | 0.0226 | 0.0272 | 18.47% | 0.0046
2023-04-01 05:17 | 0.0227 | 0.0272 | 18.04% | 0.0045
2023-04-01 05:18 | 0.023 | 0.0273 | 17.1% | 0.0043
2023-04-01 05:19 | 0.0228 | 0.0273 | 17.96% | 0.0045
2023-04-01 05:20 | 0.0228 | 0.0271 | 17.23% | 0.0043
2023-04-01 05:21 | 0.0228 | 0.0271 | 17.23% | 0.0043
2023-04-01 05:22 | 0.0229 | 0.0272 | 17.17% | 0.0043
2023-04-01 05:23 | 0.0228 | 0.027 | 16.87% | 0.0042
2023-04-01 05:24 | 0.0229 | 0.0271 | 16.8% | 0.0042
2023-04-01 05:25 | 0.0229 | 0.0272 | 17.17% | 0.0043
2023-04-01 05:26 | 0.0227 | 0.0268 | 16.57% | 0.0041
2023-04-01 05:27 | 0.0227 | 0.0268 | 16.57% | 0.0041
2023-04-01 05:28 | 0.0227 | 0.0267 | 16.19% | 0.004
2023-04-01 05:29 | 0.0227 | 0.0268 | 16.57% | 0.0041
2023-04-01 05:30 | 0.0227 | 0.027 | 17.3% | 0.0043
2023-04-01 05:31 | 0.0228 | 0.0269 | 16.5% | 0.0041
2023-04-01 05:32 | 0.0229 | 0.027 | 16.43% | 0.0041
2023-04-01 05:33 | 0.023 | 0.027 | 16% | 0.004
2023-04-01 05:34 | 0.023 | 0.0269 | 15.63% | 0.0039
2023-04-01 05:35 | 0.0231 | 0.0273 | 16.67% | 0.0042
2023-04-01 05:36 | 0.0231 | 0.0274 | 17.03% | 0.0043
2023-04-01 05:37 | 0.0233 | 0.0272 | 15.45% | 0.0039
2023-04-01 05:38 | 0.0229 | 0.0273 | 17.53% | 0.0044
2023-04-01 05:39 | 0.0229 | 0.0274 | 17.89% | 0.0045
2023-04-01 05:40 | 0.023 | 0.0274 | 17.46% | 0.0044
2023-04-01 05:41 | 0.0229 | 0.0275 | 18.25% | 0.0046
2023-04-01 05:42 | 0.0233 | 0.0273 | 15.81% | 0.004
2023-04-01 05:43 | 0.0232 | 0.0273 | 16.24% | 0.0041
2023-04-01 05:44 | 0.0233 | 0.0272 | 15.45% | 0.0039
2023-04-01 05:45 | 0.0234 | 0.0275 | 16.11% | 0.0041
2023-04-01 05:46 | 0.0233 | 0.0275 | 16.54% | 0.0042
2023-04-01 05:47 | 0.0231 | 0.0273 | 16.67% | 0.0042
2023-04-01 05:48 | 0.0232 | 0.0272 | 15.87% | 0.004
2023-04-01 05:49 | 0.0232 | 0.0273 | 16.24% | 0.0041
2023-04-01 05:50 | 0.0232 | 0.0273 | 16.24% | 0.0041
2023-04-01 05:51 | 0.0232 | 0.0273 | 16.24% | 0.0041
2023-04-01 05:52 | 0.0231 | 0.0273 | 16.67% | 0.0042
2023-04-01 05:53 | 0.0232 | 0.0273 | 16.24% | 0.0041
2023-04-01 05:54 | 0.0232 | 0.0272 | 15.87% | 0.004
2023-04-01 05:55 | 0.0233 | 0.0272 | 15.45% | 0.0039
2023-04-01 05:56 | 0.0235 | 0.0273 | 14.96% | 0.0038
2023-04-01 05:57 | 0.0234 | 0.0272 | 15.02% | 0.0038
2023-04-01 05:58 | 0.0233 | 0.0271 | 15.08% | 0.0038
2023-04-01 05:59 | 0.0234 | 0.0272 | 15.02% | 0.0038
2023-04-01 06:00 | 0.0233 | 0.0272 | 15.45% | 0.0039
2023-04-01 06:01 | 0.0233 | 0.0272 | 15.45% | 0.0039
2023-04-01 06:02 | 0.0234 | 0.0274 | 15.75% | 0.004
2023-04-01 06:03 | 0.208 | 0.1969 | -5.483% | -0.0111
2023-04-01 06:04 | 0.3579 | 0.3364 | -6.193% | -0.0215
2023-04-01 06:05 | 0.5817 | 0.5731 | -1.489% | -0.0086
2023-04-01 06:06 | 0.6386 | 0.6289 | -1.531% | -0.0097
2023-04-01 06:07 | 0.6565 | 0.6462 | -1.581% | -0.0103
2023-04-01 06:08 | 0.6612 | 0.6506 | -1.616% | -0.0106
2023-04-01 06:09 | 0.8173 | 0.8015 | -1.952% | -0.0158
2023-04-01 06:10 | 1.0328 | 1.0101 | -2.222% | -0.0227
2023-04-01 06:11 | 1.073 | 1.0489 | -2.272% | -0.0241
2023-04-01 06:12 | 1.1063 | 1.0808 | -2.332% | -0.0255
2023-04-01 06:13 | 1.1343 | 1.1082 | -2.328% | -0.0261
2023-04-01 06:14 | 1.1121 | 1.0865 | -2.329% | -0.0256
2023-04-01 06:15 | 1.057 | 1.0333 | -2.268% | -0.0237
2023-04-01 06:16 | 1.0273 | 1.0048 | -2.214% | -0.0225
2023-04-01 06:17 | 0.9691 | 0.9487 | -2.127% | -0.0204
2023-04-01 06:18 | 0.9668 | 0.9466 | -2.111% | -0.0202
2023-04-01 06:19 | 0.953 | 0.9332 | -2.099% | -0.0198
2023-04-01 06:20 | 0.9409 | 0.9214 | -2.094% | -0.0195
2023-04-01 06:21 | 0.9334 | 0.914 | -2.1% | -0.0194
2023-04-01 06:22 | 0.928 | 0.9091 | -2.058% | -0.0189
2023-04-01 06:23 | 0.9207 | 0.9019 | -2.063% | -0.0188
2023-04-01 06:24 | 0.9158 | 0.8971 | -2.063% | -0.0187
2023-04-01 06:25 | 0.9138 | 0.8953 | -2.045% | -0.0185
2023-04-01 06:26 | 0.914 | 0.8954 | -2.056% | -0.0186
2023-04-01 06:27 | 0.9133 | 0.8946 | -2.069% | -0.0187
2023-04-01 06:28 | 0.9125 | 0.8938 | -2.071% | -0.0187
2023-04-01 06:29 | 0.9129 | 0.8942 | -2.07% | -0.0187
2023-04-01 06:30 | 0.9133 | 0.8945 | -2.08% | -0.0188
2023-04-01 06:31 | 0.9136 | 0.895 | -2.057% | -0.0186
2023-04-01 06:32 | 0.9147 | 0.8963 | -2.032% | -0.0184
2023-04-01 06:33 | 0.9238 | 0.9053 | -2.023% | -0.0185
2023-04-01 06:34 | 0.9474 | 0.9277 | -2.101% | -0.0197
2023-04-01 06:35 | 0.9147 | 0.8963 | -2.032% | -0.0184
2023-04-01 06:36 | 0.9151 | 0.897 | -1.998% | -0.0181
2023-04-01 06:37 | 0.8528 | 0.8366 | -1.918% | -0.0162
2023-04-01 06:38 | 0.8544 | 0.8382 | -1.914% | -0.0162
2023-04-01 06:39 | 0.8455 | 0.8296 | -1.898% | -0.0159
2023-04-01 06:40 | 0.793 | 0.7785 | -1.845% | -0.0145
2023-04-01 06:41 | 0.788 | 0.7736 | -1.844% | -0.0144
2023-04-01 06:42 | 0.7814 | 0.7668 | -1.886% | -0.0146
2023-04-01 06:43 | 0.7294 | 0.7164 | -1.798% | -0.013
2023-04-01 06:44 | 0.7082 | 0.6962 | -1.709% | -0.012
2023-04-01 06:45 | 0.4465 | 0.4399 | -1.489% | -0.0066
2023-04-01 06:46 | 0.0097 | 0.0131 | 29.82% | 0.0034
2023-04-01 06:47 | 0.0087 | 0.012 | 31.88% | 0.0033
2023-04-01 06:48 | 0.0065 | 0.01 | 42.42% | 0.0035
2023-04-01 06:49 | 0.0065 | 0.0101 | 43.37% | 0.0036
2023-04-01 06:50 | 0.0066 | 0.0099 | 40% | 0.0033
2023-04-01 06:51 | 0.0066 | 0.0102 | 42.86% | 0.0036
2023-04-01 06:52 | 0.0065 | 0.01 | 42.42% | 0.0035
2023-04-01 06:53 | 0.0137 | 0.0175 | 24.36% | 0.0038
2023-04-01 06:54 | 0.023 | 0.0269 | 15.63% | 0.0039
2023-04-01 06:55 | 0.0229 | 0.0269 | 16.06% | 0.004
2023-04-01 06:56 | 0.0232 | 0.0269 | 14.77% | 0.0037
2023-04-01 06:57 | 0.0231 | 0.0267 | 14.46% | 0.0036
2023-04-01 06:58 | 0.0232 | 0.0269 | 14.77% | 0.0037
2023-04-01 06:59 | 0.0232 | 0.0266 | 13.65% | 0.0034
2023-04-01 07:00 | 0.023 | 0.0267 | 14.89% | 0.0037
2023-04-01 07:01 | 0.023 | 0.0266 | 14.52% | 0.0036
2023-04-01 07:02 | 0.0232 | 0.0267 | 14.03% | 0.0035
2023-04-01 07:03 | 0.0233 | 0.0269 | 14.34% | 0.0036
2023-04-01 07:04 | 0.0234 | 0.0271 | 14.65% | 0.0037
2023-04-01 07:05 | 0.0233 | 0.0271 | 15.08% | 0.0038
2023-04-01 07:06 | 0.0232 | 0.027 | 15.14% | 0.0038
2023-04-01 07:07 | 0.0232 | 0.0272 | 15.87% | 0.004
2023-04-01 07:08 | 0.0232 | 0.027 | 15.14% | 0.0038
2023-04-01 07:09 | 0.0232 | 0.027 | 15.14% | 0.0038
2023-04-01 07:10 | 0.023 | 0.027 | 16% | 0.004
2023-04-01 07:11 | 0.0231 | 0.0272 | 16.3% | 0.0041
2023-04-01 07:12 | 0.0229 | 0.0271 | 16.8% | 0.0042
2023-04-01 07:13 | 0.0231 | 0.0271 | 15.94% | 0.004
2023-04-01 07:14 | 0.0232 | 0.0272 | 15.87% | 0.004
2023-04-01 07:15 | 0.0231 | 0.0271 | 15.94% | 0.004
2023-04-01 07:16 | 0.0231 | 0.0271 | 15.94% | 0.004
2023-04-01 07:17 | 0.0231 | 0.0271 | 15.94% | 0.004
2023-04-01 07:18 | 0.0233 | 0.0269 | 14.34% | 0.0036
2023-04-01 07:19 | 0.0231 | 0.0269 | 15.2% | 0.0038
2023-04-01 07:20 | 0.0231 | 0.0269 | 15.2% | 0.0038
2023-04-01 07:21 | 0.023 | 0.0272 | 16.73% | 0.0042
2023-04-01 07:22 | 0.023 | 0.027 | 16% | 0.004
2023-04-01 07:23 | 0.0231 | 0.027 | 15.57% | 0.0039
2023-04-01 07:24 | 0.0228 | 0.027 | 16.87% | 0.0042
2023-04-01 07:25 | 0.0227 | 0.0273 | 18.4% | 0.0046
2023-04-01 07:26 | 0.0228 | 0.027 | 16.87% | 0.0042
2023-04-01 07:27 | 0.0228 | 0.027 | 16.87% | 0.0042
2023-04-01 07:28 | 0.0227 | 0.027 | 17.3% | 0.0043
2023-04-01 07:29 | 0.023 | 0.0268 | 15.26% | 0.0038
2023-04-01 07:30 | 0.2175 | 0.2063 | -5.286% | -0.0112
2023-04-01 07:31 | 0.3749 | 0.3534 | -5.904% | -0.0215
2023-04-01 07:32 | 0.505 | 0.5006 | -0.8751% | -0.0044
2023-04-01 07:33 | 0.5451 | 0.5396 | -1.014% | -0.0055
2023-04-01 07:34 | 0.5381 | 0.5329 | -0.9711% | -0.0052
2023-04-01 07:35 | 0.5266 | 0.522 | -0.8774% | -0.0046
2023-04-01 07:36 | 0.624 | 0.6152 | -1.42% | -0.0088
2023-04-01 07:37 | 0.6909 | 0.68 | -1.59% | -0.0109
2023-04-01 07:38 | 0.7729 | 0.759 | -1.815% | -0.0139
2023-04-01 07:39 | 0.8304 | 0.815 | -1.872% | -0.0154
2023-04-01 07:40 | 0.8405 | 0.8249 | -1.873% | -0.0156
2023-04-01 07:41 | 0.8489 | 0.8331 | -1.879% | -0.0158
2023-04-01 07:42 | 0.8566 | 0.8407 | -1.874% | -0.0159
2023-04-01 07:43 | 0.8619 | 0.8458 | -1.886% | -0.0161
2023-04-01 07:44 | 0.8603 | 0.8439 | -1.925% | -0.0164
2023-04-01 07:45 | 0.8444 | 0.8286 | -1.889% | -0.0158
2023-04-01 07:46 | 0.8315 | 0.8157 | -1.918% | -0.0158
2023-04-01 07:47 | 0.8587 | 0.8418 | -1.988% | -0.0169
2023-04-01 07:48 | 0.9218 | 0.903 | -2.06% | -0.0188
2023-04-01 07:49 | 0.9207 | 0.9023 | -2.019% | -0.0184
2023-04-01 07:50 | 0.9171 | 0.8986 | -2.038% | -0.0185
2023-04-01 07:51 | 0.7929 | 0.7787 | -1.807% | -0.0142
2023-04-01 07:52 | 0.2967 | 0.2957 | -0.3376% | -0.001
2023-04-01 07:53 | 0.087 | 0.0838 | -3.747% | -0.0032
2023-04-01 07:54 | 0.1035 | 0.0996 | -3.84% | -0.0039
2023-04-01 07:55 | 0.5341 | 0.5201 | -2.656% | -0.014
2023-04-01 07:56 | 0.2358 | 0.2311 | -2.013% | -0.0047
2023-04-01 07:57 | 0.087 | 0.084 | -3.509% | -0.003
2023-04-01 07:58 | 0.3448 | 0.3258 | -5.667% | -0.019
2023-04-01 07:59 | 0.6639 | 0.6538 | -1.533% | -0.0101
2023-04-01 08:00 | 0.7653 | 0.752 | -1.753% | -0.0133
2023-04-01 08:01 | 0.8391 | 0.8237 | -1.852% | -0.0154
2023-04-01 08:02 | 0.8982 | 0.8811 | -1.922% | -0.0171
2023-04-01 08:03 | 0.9159 | 0.898 | -1.974% | -0.0179
2023-04-01 08:04 | 0.9338 | 0.9153 | -2.001% | -0.0185
2023-04-01 08:05 | 0.9227 | 0.9043 | -2.014% | -0.0184
2023-04-01 08:06 | 0.8717 | 0.8549 | -1.946% | -0.0168
2023-04-01 08:07 | 0.8554 | 0.8392 | -1.912% | -0.0162
2023-04-01 08:08 | 0.8449 | 0.8287 | -1.936% | -0.0162
2023-04-01 08:09 | 0.8485 | 0.8325 | -1.904% | -0.016
2023-04-01 08:10 | 0.8518 | 0.8355 | -1.932% | -0.0163
2023-04-01 08:11 | 0.8502 | 0.8339 | -1.936% | -0.0163
2023-04-01 08:12 | 0.8392 | 0.8235 | -1.888% | -0.0157
2023-04-01 08:13 | 0.8307 | 0.8152 | -1.883% | -0.0155
2023-04-01 08:14 | 0.822 | 0.8067 | -1.879% | -0.0153
2023-04-01 08:15 | 0.8182 | 0.8033 | -1.838% | -0.0149
2023-04-01 08:16 | 0.816 | 0.8012 | -1.83% | -0.0148
2023-04-01 08:17 | 0.8159 | 0.8012 | -1.818% | -0.0147
2023-04-01 08:18 | 0.8153 | 0.8003 | -1.857% | -0.015
2023-04-01 08:19 | 0.815 | 0.8001 | -1.845% | -0.0149
2023-04-01 08:20 | 0.8143 | 0.7994 | -1.847% | -0.0149
2023-04-01 08:21 | 0.8154 | 0.8006 | -1.832% | -0.0148
2023-04-01 08:22 | 0.8183 | 0.8035 | -1.825% | -0.0148
2023-04-01 08:23 | 0.8294 | 0.8144 | -1.825% | -0.015
2023-04-01 08:24 | 0.8322 | 0.817 | -1.843% | -0.0152
2023-04-01 08:25 | 0.8407 | 0.8251 | -1.873% | -0.0156
2023-04-01 08:26 | 0.7763 | 0.7629 | -1.741% | -0.0134
2023-04-01 08:27 | 0.7742 | 0.7605 | -1.785% | -0.0137
2023-04-01 08:28 | 0.8003 | 0.7858 | -1.828% | -0.0145
2023-04-01 08:29 | 0.7823 | 0.7683 | -1.806% | -0.014
2023-04-01 08:30 | 0.7328 | 0.7205 | -1.693% | -0.0123
2023-04-01 08:31 | 0.7187 | 0.7067 | -1.684% | -0.012
2023-04-01 08:32 | 0.6889 | 0.6778 | -1.624% | -0.0111
2023-04-01 08:33 | 0.6493 | 0.6395 | -1.521% | -0.0098
2023-04-01 08:34 | 0.6396 | 0.63 | -1.512% | -0.0096
2023-04-01 08:35 | 0.63 | 0.6212 | -1.407% | -0.0088
2023-04-01 08:36 | 0.62 | 0.6115 | -1.38% | -0.0085
2023-04-01 08:37 | 0.6425 | 0.6335 | -1.411% | -0.009
2023-04-01 08:38 | 0.6761 | 0.6658 | -1.535% | -0.0103
2023-04-01 08:39 | 0.6726 | 0.6626 | -1.498% | -0.01
2023-04-01 08:40 | 0.6663 | 0.6565 | -1.482% | -0.0098
2023-04-01 08:41 | 0.6933 | 0.6827 | -1.541% | -0.0106
2023-04-01 08:42 | 0.7345 | 0.7226 | -1.633% | -0.0119
2023-04-01 08:43 | 0.7397 | 0.7272 | -1.704% | -0.0125
2023-04-01 08:44 | 0.7391 | 0.7268 | -1.678% | -0.0123
2023-04-01 08:45 | 0.7359 | 0.7237 | -1.672% | -0.0122
2023-04-01 08:46 | 0.7322 | 0.7202 | -1.652% | -0.012
2023-04-01 08:47 | 0.7307 | 0.719 | -1.614% | -0.0117
2023-04-01 08:48 | 0.7306 | 0.7188 | -1.628% | -0.0118
2023-04-01 08:49 | 0.7307 | 0.7186 | -1.67% | -0.0121
2023-04-01 08:50 | 0.7301 | 0.7185 | -1.602% | -0.0116
2023-04-01 08:51 | 0.7306 | 0.7184 | -1.684% | -0.0122
2023-04-01 08:52 | 0.7304 | 0.7186 | -1.629% | -0.0118
2023-04-01 08:53 | 0.7311 | 0.7188 | -1.697% | -0.0123
2023-04-01 08:54 | 0.7354 | 0.7231 | -1.687% | -0.0123
2023-04-01 08:55 | 0.7443 | 0.7317 | -1.707% | -0.0126
2023-04-01 08:56 | 0.7448 | 0.7321 | -1.72% | -0.0127
2023-04-01 08:57 | 0.7604 | 0.7472 | -1.751% | -0.0132
2023-04-01 08:58 | 0.7213 | 0.7094 | -1.664% | -0.0119
2023-04-01 08:59 | 0.7061 | 0.6947 | -1.628% | -0.0114
2023-04-01 09:00 | 0.682 | 0.6715 | -1.552% | -0.0105
2023-04-01 09:01 | 0.6476 | 0.6379 | -1.509% | -0.0097
2023-04-01 09:02 | 0.6471 | 0.6375 | -1.495% | -0.0096
2023-04-01 09:03 | 0.6445 | 0.6353 | -1.438% | -0.0092
2023-04-01 09:04 | 0.639 | 0.6301 | -1.403% | -0.0089
2023-04-01 09:05 | 0.6414 | 0.6321 | -1.461% | -0.0093
2023-04-01 09:06 | 0.6462 | 0.6373 | -1.387% | -0.0089
2023-04-01 09:07 | 0.6482 | 0.6389 | -1.445% | -0.0093
2023-04-01 09:08 | 0.6419 | 0.633 | -1.396% | -0.0089
2023-04-01 09:09 | 0.6312 | 0.6225 | -1.388% | -0.0087
2023-04-01 09:10 | 0.6234 | 0.615 | -1.357% | -0.0084
2023-04-01 09:11 | 0.6153 | 0.6071 | -1.342% | -0.0082
2023-04-01 09:12 | 0.617 | 0.6087 | -1.354% | -0.0083
2023-04-01 09:13 | 0.667 | 0.6573 | -1.465% | -0.0097
2023-04-01 09:14 | 0.6712 | 0.6611 | -1.516% | -0.0101
2023-04-01 09:15 | 0.6734 | 0.6633 | -1.511% | -0.0101
2023-04-01 09:16 | 0.6717 | 0.6617 | -1.5% | -0.01
2023-04-01 09:17 | 0.669 | 0.659 | -1.506% | -0.01
2023-04-01 09:18 | 0.6661 | 0.6564 | -1.467% | -0.0097
2023-04-01 09:19 | 0.664 | 0.6543 | -1.472% | -0.0097
2023-04-01 09:20 | 0.6637 | 0.654 | -1.472% | -0.0097
2023-04-01 09:21 | 0.6646 | 0.6548 | -1.486% | -0.0098
2023-04-01 09:22 | 0.6656 | 0.6558 | -1.483% | -0.0098
2023-04-01 09:23 | 0.6663 | 0.6562 | -1.527% | -0.0101
2023-04-01 09:24 | 0.6672 | 0.6575 | -1.464% | -0.0097
2023-04-01 09:25 | 0.668 | 0.6585 | -1.432% | -0.0095
2023-04-01 09:26 | 0.6755 | 0.6657 | -1.461% | -0.0098
2023-04-01 09:27 | 0.6798 | 0.6698 | -1.482% | -0.01
2023-04-01 09:28 | 0.6822 | 0.672 | -1.506% | -0.0102
2023-04-01 09:29 | 0.6889 | 0.6786 | -1.506% | -0.0103
2023-04-01 09:30 | 0.6999 | 0.6893 | -1.526% | -0.0106
2023-04-01 09:31 | 0.6474 | 0.6382 | -1.431% | -0.0092
2023-04-01 09:32 | 0.6489 | 0.6398 | -1.412% | -0.0091
2023-04-01 09:33 | 0.6447 | 0.6357 | -1.406% | -0.009
2023-04-01 09:34 | 0.5833 | 0.5762 | -1.225% | -0.0071
2023-04-01 09:35 | 0.5834 | 0.5764 | -1.207% | -0.007
2023-04-01 09:36 | 0.5804 | 0.5733 | -1.231% | -0.0071
2023-04-01 09:37 | 0.5757 | 0.5686 | -1.241% | -0.0071
2023-04-01 09:38 | 0.5668 | 0.5604 | -1.136% | -0.0064
2023-04-01 09:39 | 0.5646 | 0.558 | -1.176% | -0.0066
2023-04-01 09:40 | 0.5663 | 0.5597 | -1.172% | -0.0066
2023-04-01 09:41 | 0.5691 | 0.5625 | -1.166% | -0.0066
2023-04-01 09:42 | 0.5666 | 0.5602 | -1.136% | -0.0064
2023-04-01 09:43 | 0.557 | 0.5507 | -1.137% | -0.0063
2023-04-01 09:44 | 0.5501 | 0.5444 | -1.042% | -0.0057
2023-04-01 09:45 | 0.5992 | 0.5917 | -1.26% | -0.0075
2023-04-01 09:46 | 0.6179 | 0.6101 | -1.27% | -0.0078
2023-04-01 09:47 | 0.6195 | 0.6115 | -1.3% | -0.008
2023-04-01 09:48 | 0.6181 | 0.61 | -1.319% | -0.0081
2023-04-01 09:49 | 0.6107 | 0.6027 | -1.319% | -0.008
2023-04-01 09:50 | 0.6064 | 0.5984 | -1.328% | -0.008
2023-04-01 09:51 | 0.6041 | 0.5963 | -1.3% | -0.0078
2023-04-01 09:52 | 0.6537 | 0.6444 | -1.433% | -0.0093
2023-04-01 09:53 | 0.6691 | 0.6594 | -1.46% | -0.0097
2023-04-01 09:54 | 0.6688 | 0.6591 | -1.461% | -0.0097
2023-04-01 09:55 | 0.6673 | 0.6577 | -1.449% | -0.0096
2023-04-01 09:56 | 0.6688 | 0.6594 | -1.415% | -0.0094
2023-04-01 09:57 | 0.6684 | 0.6589 | -1.431% | -0.0095
2023-04-01 09:58 | 0.6696 | 0.6598 | -1.474% | -0.0098
2023-04-01 09:59 | 0.6691 | 0.6594 | -1.46% | -0.0097
2023-04-01 10:00 | 0.6736 | 0.6638 | -1.466% | -0.0098
2023-04-01 10:01 | 0.6811 | 0.6709 | -1.509% | -0.0102
2023-04-01 10:02 | 0.6833 | 0.6731 | -1.504% | -0.0102
2023-04-01 10:03 | 0.6893 | 0.6785 | -1.579% | -0.0108
2023-04-01 10:04 | 0.6976 | 0.687 | -1.531% | -0.0106
2023-04-01 10:05 | 0.6496 | 0.6405 | -1.411% | -0.0091
2023-04-01 10:06 | 0.6222 | 0.6137 | -1.376% | -0.0085
2023-04-01 10:07 | 0.585 | 0.5779 | -1.221% | -0.0071
2023-04-01 10:08 | 0.5876 | 0.5804 | -1.233% | -0.0072
2023-04-01 10:09 | 0.5641 | 0.5579 | -1.105% | -0.0062
2023-04-01 10:10 | 0.5558 | 0.55 | -1.049% | -0.0058
2023-04-01 10:11 | 0.5522 | 0.5469 | -0.9644% | -0.0053
2023-04-01 10:12 | 0.5408 | 0.5356 | -0.9662% | -0.0052
2023-04-01 10:13 | 0.5452 | 0.5396 | -1.032% | -0.0056
2023-04-01 10:14 | 0.5387 | 0.5336 | -0.9512% | -0.0051
2023-04-01 10:15 | 0.511 | 0.5068 | -0.8253% | -0.0042
2023-04-01 10:16 | 0.5052 | 0.5012 | -0.7949% | -0.004
2023-04-01 10:17 | 0.5072 | 0.5029 | -0.8514% | -0.0043
2023-04-01 10:18 | 0.4976 | 0.4938 | -0.7666% | -0.0038
2023-04-01 10:19 | 0.4962 | 0.4925 | -0.7485% | -0.0037
2023-04-01 10:20 | 0.4907 | 0.4872 | -0.7158% | -0.0035
2023-04-01 10:21 | 0.4834 | 0.4801 | -0.685% | -0.0033
2023-04-01 10:22 | 0.478 | 0.4746 | -0.7138% | -0.0034
2023-04-01 10:23 | 0.5176 | 0.513 | -0.8927% | -0.0046
2023-04-01 10:24 | 0.5271 | 0.5222 | -0.934% | -0.0049
2023-04-01 10:25 | 0.525 | 0.52 | -0.9569% | -0.005
2023-04-01 10:26 | 0.5224 | 0.5173 | -0.9811% | -0.0051
2023-04-01 10:27 | 0.5187 | 0.5139 | -0.9297% | -0.0048
2023-04-01 10:28 | 0.5165 | 0.5121 | -0.8555% | -0.0044
2023-04-01 10:29 | 0.539 | 0.5338 | -0.9694% | -0.0052
2023-04-01 10:30 | 0.5477 | 0.5422 | -1.009% | -0.0055
2023-04-01 10:31 | 0.6129 | 0.6052 | -1.264% | -0.0077
2023-04-01 10:32 | 0.6165 | 0.6082 | -1.355% | -0.0083
2023-04-01 10:33 | 0.6146 | 0.6065 | -1.327% | -0.0081
2023-04-01 10:34 | 0.6127 | 0.6046 | -1.331% | -0.0081
2023-04-01 10:35 | 0.6102 | 0.6023 | -1.303% | -0.0079
2023-04-01 10:36 | 0.6078 | 0.5998 | -1.325% | -0.008
2023-04-01 10:37 | 0.6068 | 0.5989 | -1.31% | -0.0079
2023-04-01 10:38 | 0.6066 | 0.5988 | -1.294% | -0.0078
2023-04-01 10:39 | 0.6067 | 0.5989 | -1.294% | -0.0078
2023-04-01 10:40 | 0.6064 | 0.5984 | -1.328% | -0.008
2023-04-01 10:41 | 0.6064 | 0.5985 | -1.311% | -0.0079
2023-04-01 10:42 | 0.607 | 0.5991 | -1.31% | -0.0079
2023-04-01 10:43 | 0.6084 | 0.6004 | -1.324% | -0.008
2023-04-01 10:44 | 0.615 | 0.6066 | -1.375% | -0.0084
2023-04-01 10:45 | 0.5964 | 0.5884 | -1.35% | -0.008
2023-04-01 10:46 | 0.0101 | 0.013 | 25.11% | 0.0029
2023-04-01 10:47 | 0.0098 | 0.0127 | 25.78% | 0.0029
2023-04-01 10:48 | 0.0067 | 0.01 | 39.52% | 0.0033
2023-04-01 10:49 | 0.0067 | 0.0101 | 40.48% | 0.0034
2023-04-01 10:50 | 0.0067 | 0.01 | 39.52% | 0.0033
2023-04-01 10:51 | 0.0179 | 0.0214 | 17.81% | 0.0035
2023-04-01 10:52 | 0.0232 | 0.0268 | 14.4% | 0.0036
2023-04-01 10:53 | 0.0232 | 0.0268 | 14.4% | 0.0036
2023-04-01 10:54 | 0.0233 | 0.0269 | 14.34% | 0.0036
2023-04-01 10:55 | 0.0232 | 0.0267 | 14.03% | 0.0035
2023-04-01 10:56 | 0.023 | 0.0268 | 15.26% | 0.0038
2023-04-01 10:57 | 0.023 | 0.0269 | 15.63% | 0.0039
2023-04-01 10:58 | 0.023 | 0.0269 | 15.63% | 0.0039
2023-04-01 10:59 | 0.023 | 0.027 | 16% | 0.004
2023-04-01 11:00 | 0.023 | 0.0269 | 15.63% | 0.0039
2023-04-01 11:01 | 0.0231 | 0.0269 | 15.2% | 0.0038
2023-04-01 11:02 | 0.0231 | 0.0266 | 14.08% | 0.0035
2023-04-01 11:03 | 0.0229 | 0.0268 | 15.69% | 0.0039
2023-04-01 11:04 | 0.0229 | 0.0269 | 16.06% | 0.004
2023-04-01 11:05 | 0.023 | 0.0267 | 14.89% | 0.0037
2023-04-01 11:06 | 0.0228 | 0.0268 | 16.13% | 0.004
2023-04-01 11:07 | 0.0227 | 0.0266 | 15.82% | 0.0039
2023-04-01 11:08 | 0.0228 | 0.0267 | 15.76% | 0.0039
2023-04-01 11:09 | 0.0228 | 0.0265 | 15.01% | 0.0037
2023-04-01 11:10 | 0.0229 | 0.0266 | 14.95% | 0.0037
2023-04-01 11:11 | 0.0229 | 0.0269 | 16.06% | 0.004
2023-04-01 11:12 | 0.0229 | 0.0267 | 15.32% | 0.0038
2023-04-01 11:13 | 0.0229 | 0.027 | 16.43% | 0.0041
2023-04-01 11:14 | 0.0229 | 0.0266 | 14.95% | 0.0037
2023-04-01 11:15 | 0.0229 | 0.0268 | 15.69% | 0.0039
2023-04-01 11:16 | 0.0231 | 0.0269 | 15.2% | 0.0038
2023-04-01 11:17 | 0.0228 | 0.0266 | 15.38% | 0.0038
2023-04-01 11:18 | 0.023 | 0.0268 | 15.26% | 0.0038
2023-04-01 11:19 | 0.0229 | 0.0268 | 15.69% | 0.0039
2023-04-01 11:20 | 0.0229 | 0.0268 | 15.69% | 0.0039
2023-04-01 11:21 | 0.0228 | 0.0267 | 15.76% | 0.0039
2023-04-01 11:22 | 0.0229 | 0.0267 | 15.32% | 0.0038
2023-04-01 11:23 | 0.023 | 0.0268 | 15.26% | 0.0038
2023-04-01 11:24 | 0.0228 | 0.0267 | 15.76% | 0.0039
2023-04-01 11:25 | 0.023 | 0.0267 | 14.89% | 0.0037
2023-04-01 11:26 | 0.0227 | 0.0266 | 15.82% | 0.0039
2023-04-01 11:27 | 0.0228 | 0.0267 | 15.76% | 0.0039
2023-04-01 11:28 | 0.0228 | 0.0265 | 15.01% | 0.0037
2023-04-01 11:29 | 0.0229 | 0.0267 | 15.32% | 0.0038
2023-04-01 11:30 | 0.0227 | 0.0268 | 16.57% | 0.0041
2023-04-01 11:31 | 0.0225 | 0.0266 | 16.7% | 0.0041
2023-04-01 11:32 | 0.0228 | 0.0267 | 15.76% | 0.0039
2023-04-01 11:33 | 0.0229 | 0.0266 | 14.95% | 0.0037
2023-04-01 11:34 | 0.0227 | 0.0267 | 16.19% | 0.004
2023-04-01 11:35 | 0.0229 | 0.0267 | 15.32% | 0.0038
2023-04-01 11:36 | 0.0228 | 0.0268 | 16.13% | 0.004
2023-04-01 11:37 | 0.0228 | 0.0266 | 15.38% | 0.0038
2023-04-01 11:38 | 0.0227 | 0.0266 | 15.82% | 0.0039
2023-04-01 11:39 | 0.0229 | 0.0265 | 14.57% | 0.0036
2023-04-01 11:40 | 0.0229 | 0.0265 | 14.57% | 0.0036
2023-04-01 11:41 | 0.023 | 0.0265 | 14.14% | 0.0035
2023-04-01 11:42 | 0.023 | 0.0263 | 13.39% | 0.0033
2023-04-01 11:43 | 0.0231 | 0.0265 | 13.71% | 0.0034
2023-04-01 11:44 | 0.023 | 0.0264 | 13.77% | 0.0034
2023-04-01 11:45 | 0.0229 | 0.0265 | 14.57% | 0.0036
2023-04-01 11:46 | 0.0231 | 0.0266 | 14.08% | 0.0035
2023-04-01 11:47 | 0.023 | 0.0267 | 14.89% | 0.0037
2023-04-01 11:48 | 0.0228 | 0.0266 | 15.38% | 0.0038
2023-04-01 11:49 | 0.023 | 0.0263 | 13.39% | 0.0033
2023-04-01 11:50 | 0.023 | 0.0267 | 14.89% | 0.0037
2023-04-01 11:51 | 0.0231 | 0.0267 | 14.46% | 0.0036
2023-04-01 11:52 | 0.0231 | 0.0266 | 14.08% | 0.0035
2023-04-01 11:53 | 0.023 | 0.0267 | 14.89% | 0.0037
2023-04-01 11:54 | 0.023 | 0.0267 | 14.89% | 0.0037
2023-04-01 11:55 | 0.023 | 0.0267 | 14.89% | 0.0037
2023-04-01 11:56 | 0.0229 | 0.0265 | 14.57% | 0.0036
2023-04-01 11:57 | 0.0229 | 0.0266 | 14.95% | 0.0037
2023-04-01 11:58 | 0.023 | 0.0266 | 14.52% | 0.0036
2023-04-01 11:59 | 0.023 | 0.0267 | 14.89% | 0.0037
2023-04-01 12:00 | 0.0231 | 0.0267 | 14.46% | 0.0036
2023-04-01 12:01 | 0.0229 | 0.0265 | 14.57% | 0.0036
2023-04-01 12:02 | 0.023 | 0.0264 | 13.77% | 0.0034
2023-04-01 12:03 | 0.0229 | 0.0266 | 14.95% | 0.0037
2023-04-01 12:04 | 0.023 | 0.0265 | 14.14% | 0.0035
2023-04-01 12:05 | 0.023 | 0.0264 | 13.77% | 0.0034
2023-04-01 12:06 | 0.023 | 0.0263 | 13.39% | 0.0033
2023-04-01 12:07 | 0.023 | 0.0265 | 14.14% | 0.0035
2023-04-01 12:08 | 0.0229 | 0.0264 | 14.2% | 0.0035
2023-04-01 12:09 | 0.0229 | 0.0264 | 14.2% | 0.0035
2023-04-01 12:10 | 0.0228 | 0.0267 | 15.76% | 0.0039
2023-04-01 12:11 | 0.0228 | 0.0267 | 15.76% | 0.0039
2023-04-01 12:12 | 0.0228 | 0.0265 | 15.01% | 0.0037
2023-04-01 12:13 | 0.023 | 0.0265 | 14.14% | 0.0035
2023-04-01 12:14 | 0.023 | 0.0267 | 14.89% | 0.0037
2023-04-01 12:15 | 0.0231 | 0.0267 | 14.46% | 0.0036
2023-04-01 12:16 | 0.023 | 0.0268 | 15.26% | 0.0038
2023-04-01 12:17 | 0.0228 | 0.0266 | 15.38% | 0.0038
2023-04-01 12:18 | 0.0229 | 0.0266 | 14.95% | 0.0037
2023-04-01 12:19 | 0.0227 | 0.0266 | 15.82% | 0.0039
2023-04-01 12:20 | 0.0228 | 0.0266 | 15.38% | 0.0038
2023-04-01 12:21 | 0.0227 | 0.0266 | 15.82% | 0.0039
2023-04-01 12:22 | 0.0227 | 0.0268 | 16.57% | 0.0041
2023-04-01 12:23 | 0.0227 | 0.0267 | 16.19% | 0.004
2023-04-01 12:24 | 0.0227 | 0.0267 | 16.19% | 0.004
2023-04-01 12:25 | 0.0229 | 0.0267 | 15.32% | 0.0038
2023-04-01 12:26 | 0.023 | 0.0267 | 14.89% | 0.0037
2023-04-01 12:27 | 0.0229 | 0.0266 | 14.95% | 0.0037
2023-04-01 12:28 | 0.0229 | 0.0266 | 14.95% | 0.0037
2023-04-01 12:29 | 0.0228 | 0.0266 | 15.38% | 0.0038
2023-04-01 12:30 | 0.0228 | 0.0268 | 16.13% | 0.004
2023-04-01 12:31 | 0.0229 | 0.0268 | 15.69% | 0.0039
2023-04-01 12:32 | 0.0229 | 0.027 | 16.43% | 0.0041
2023-04-01 12:33 | 0.023 | 0.027 | 16% | 0.004
2023-04-01 12:34 | 0.0228 | 0.0268 | 16.13% | 0.004
2023-04-01 12:35 | 0.0229 | 0.0268 | 15.69% | 0.0039
2023-04-01 12:36 | 0.0231 | 0.0266 | 14.08% | 0.0035
2023-04-01 12:37 | 0.0232 | 0.0269 | 14.77% | 0.0037
2023-04-01 12:38 | 0.0232 | 0.027 | 15.14% | 0.0038
2023-04-01 12:39 | 0.0232 | 0.0268 | 14.4% | 0.0036
2023-04-01 12:40 | 0.0231 | 0.0268 | 14.83% | 0.0037
2023-04-01 12:41 | 0.0231 | 0.0268 | 14.83% | 0.0037
2023-04-01 12:42 | 0.0231 | 0.0269 | 15.2% | 0.0038
2023-04-01 12:43 | 0.0232 | 0.0267 | 14.03% | 0.0035
2023-04-01 12:44 | 0.0232 | 0.0268 | 14.4% | 0.0036
2023-04-01 12:45 | 0.0234 | 0.0267 | 13.17% | 0.0033
2023-04-01 12:46 | 0.0233 | 0.0269 | 14.34% | 0.0036
2023-04-01 12:47 | 0.0232 | 0.0268 | 14.4% | 0.0036
2023-04-01 12:48 | 0.0232 | 0.027 | 15.14% | 0.0038
2023-04-01 12:49 | 0.0233 | 0.0272 | 15.45% | 0.0039
2023-04-01 12:50 | 0.0232 | 0.027 | 15.14% | 0.0038
2023-04-01 12:51 | 0.0232 | 0.0269 | 14.77% | 0.0037
2023-04-01 12:52 | 0.0233 | 0.0269 | 14.34% | 0.0036
2023-04-01 12:53 | 0.0232 | 0.0266 | 13.65% | 0.0034
2023-04-01 12:54 | 0.0232 | 0.0269 | 14.77% | 0.0037
2023-04-01 12:55 | 0.023 | 0.0268 | 15.26% | 0.0038
2023-04-01 12:56 | 0.0232 | 0.027 | 15.14% | 0.0038
2023-04-01 12:57 | 0.0231 | 0.0268 | 14.83% | 0.0037
2023-04-01 12:58 | 0.0232 | 0.0269 | 14.77% | 0.0037
2023-04-01 12:59 | 0.0232 | 0.0269 | 14.77% | 0.0037
2023-04-01 13:00 | 0.0232 | 0.027 | 15.14% | 0.0038
2023-04-01 13:01 | 0.0232 | 0.027 | 15.14% | 0.0038
2023-04-01 13:02 | 0.0233 | 0.027 | 14.71% | 0.0037
2023-04-01 13:03 | 0.0233 | 0.0271 | 15.08% | 0.0038
2023-04-01 13:04 | 0.0232 | 0.0272 | 15.87% | 0.004
2023-04-01 13:05 | 0.0233 | 0.0271 | 15.08% | 0.0038
2023-04-01 13:06 | 0.0441 | 0.0459 | 4% | 0.0018
2023-04-01 13:07 | 0.3003 | 0.2834 | -5.791% | -0.0169
2023-04-01 13:08 | 0.418 | 0.4021 | -3.878% | -0.0159
2023-04-01 13:09 | 0.47 | 0.4671 | -0.6189% | -0.0029
2023-04-01 13:10 | 0.4842 | 0.4807 | -0.7255% | -0.0035
2023-04-01 13:11 | 0.4946 | 0.4907 | -0.7916% | -0.0039
2023-04-01 13:12 | 0.5257 | 0.521 | -0.8981% | -0.0047
2023-04-01 13:13 | 0.5599 | 0.5536 | -1.132% | -0.0063
2023-04-01 13:14 | 0.6042 | 0.5966 | -1.266% | -0.0076
2023-04-01 13:15 | 0.6258 | 0.6173 | -1.368% | -0.0085
2023-04-01 13:16 | 0.6499 | 0.64 | -1.535% | -0.0099
2023-04-01 13:17 | 0.6606 | 0.6506 | -1.525% | -0.01
2023-04-01 13:18 | 0.6684 | 0.6582 | -1.538% | -0.0102
2023-04-01 13:19 | 0.6736 | 0.6638 | -1.466% | -0.0098
2023-04-01 13:20 | 0.675 | 0.6647 | -1.538% | -0.0103
2023-04-01 13:21 | 0.6708 | 0.6607 | -1.517% | -0.0101
2023-04-01 13:22 | 0.6722 | 0.662 | -1.529% | -0.0102
2023-04-01 13:23 | 0.6742 | 0.6641 | -1.509% | -0.0101
2023-04-01 13:24 | 0.6625 | 0.6529 | -1.46% | -0.0096
2023-04-01 13:25 | 0.6398 | 0.6307 | -1.433% | -0.0091
2023-04-01 13:26 | 0.6323 | 0.6235 | -1.401% | -0.0088
2023-04-01 13:27 | 0.6274 | 0.6187 | -1.396% | -0.0087
2023-04-01 13:28 | 0.6213 | 0.613 | -1.345% | -0.0083
2023-04-01 13:29 | 0.619 | 0.6107 | -1.35% | -0.0083
2023-04-01 13:30 | 0.6177 | 0.6095 | -1.336% | -0.0082
2023-04-01 13:31 | 0.6169 | 0.6086 | -1.355% | -0.0083
2023-04-01 13:32 | 0.6163 | 0.6082 | -1.323% | -0.0081
2023-04-01 13:33 | 0.6165 | 0.6085 | -1.306% | -0.008
2023-04-01 13:34 | 0.6162 | 0.6084 | -1.274% | -0.0078
2023-04-01 13:35 | 0.6164 | 0.6084 | -1.306% | -0.008
2023-04-01 13:36 | 0.6176 | 0.6097 | -1.287% | -0.0079
2023-04-01 13:37 | 0.6204 | 0.6122 | -1.331% | -0.0082
2023-04-01 13:38 | 0.5782 | 0.571 | -1.253% | -0.0072
2023-04-01 13:39 | 0.5583 | 0.5518 | -1.171% | -0.0065
2023-04-01 13:40 | 0.5602 | 0.5533 | -1.239% | -0.0069
2023-04-01 13:41 | 0.5427 | 0.5366 | -1.13% | -0.0061
2023-04-01 13:42 | 0.5389 | 0.533 | -1.101% | -0.0059
2023-04-01 13:43 | 0.497 | 0.4927 | -0.869% | -0.0043
2023-04-01 13:44 | 0.4967 | 0.4925 | -0.8492% | -0.0042
2023-04-01 13:45 | 0.4646 | 0.4613 | -0.7128% | -0.0033
2023-04-01 13:46 | 0.4617 | 0.4583 | -0.7391% | -0.0034
2023-04-01 13:47 | 0.423 | 0.4209 | -0.4977% | -0.0021
2023-04-01 13:48 | 0.4203 | 0.4184 | -0.4531% | -0.0019
2023-04-01 13:49 | 0.4171 | 0.4157 | -0.3362% | -0.0014
2023-04-01 13:50 | 0.4087 | 0.4077 | -0.245% | -0.001
2023-04-01 13:51 | 0.4083 | 0.4072 | -0.2698% | -0.0011
2023-04-01 13:52 | 0.4028 | 0.4021 | -0.1739% | -0.0007
2023-04-01 13:53 | 0.3956 | 0.395 | -0.1518% | -0.0006
2023-04-01 13:54 | 0.414 | 0.4125 | -0.363% | -0.0015
2023-04-01 13:55 | 0.4239 | 0.4222 | -0.4018% | -0.0017
2023-04-01 13:56 | 0.4199 | 0.4186 | -0.3101% | -0.0013
2023-04-01 13:57 | 0.443 | 0.4405 | -0.5659% | -0.0025
2023-04-01 13:58 | 0.4539 | 0.4512 | -0.5966% | -0.0027
2023-04-01 13:59 | 0.4529 | 0.4504 | -0.5535% | -0.0025
2023-04-01 14:00 | 0.4523 | 0.4499 | -0.532% | -0.0024
2023-04-01 14:01 | 0.4517 | 0.4493 | -0.5327% | -0.0024
2023-04-01 14:02 | 0.4514 | 0.4492 | -0.4886% | -0.0022
2023-04-01 14:03 | 0.4514 | 0.4493 | -0.4663% | -0.0021
2023-04-01 14:04 | 0.4527 | 0.4502 | -0.5538% | -0.0025
2023-04-01 14:05 | 0.4578 | 0.4552 | -0.5696% | -0.0026
2023-04-01 14:06 | 0.4637 | 0.4612 | -0.5406% | -0.0025
2023-04-01 14:07 | 0.4678 | 0.4647 | -0.6649% | -0.0031
2023-04-01 14:08 | 0.4723 | 0.4692 | -0.6585% | -0.0031
2023-04-01 14:09 | 0.4809 | 0.4771 | -0.7933% | -0.0038
2023-04-01 14:10 | 0.488 | 0.4839 | -0.8437% | -0.0041
2023-04-01 14:11 | 0.4951 | 0.491 | -0.8316% | -0.0041
2023-04-01 14:12 | 0.4893 | 0.4852 | -0.8415% | -0.0041
2023-04-01 14:13 | 0.4712 | 0.468 | -0.6814% | -0.0032
2023-04-01 14:14 | 0.4427 | 0.4403 | -0.5436% | -0.0024
2023-04-01 14:15 | 0.4259 | 0.4242 | -0.4% | -0.0017
2023-04-01 14:16 | 0.4167 | 0.415 | -0.4088% | -0.0017
2023-04-01 14:17 | 0.4041 | 0.4029 | -0.2974% | -0.0012
2023-04-01 14:18 | 0.3859 | 0.3856 | -0.07777% | -0.0003
2023-04-01 14:19 | 0.3848 | 0.3848 | 0% | 0
2023-04-01 14:20 | 0.3819 | 0.382 | 0.02618% | 0.0001
2023-04-01 14:21 | 0.3762 | 0.3766 | 0.1063% | 0.0004
2023-04-01 14:22 | 0.37 | 0.3705 | 0.135% | 0.0005
2023-04-01 14:23 | 0.3636 | 0.3643 | 0.1923% | 0.0007
2023-04-01 14:24 | 0.3543 | 0.3553 | 0.2818% | 0.001
2023-04-01 14:25 | 0.3625 | 0.3631 | 0.1654% | 0.0006
2023-04-01 14:26 | 0.3837 | 0.3837 | 0% | 0
2023-04-01 14:27 | 0.3927 | 0.3926 | -0.02547% | -0.0001
2023-04-01 14:28 | 0.3942 | 0.394 | -0.05075% | -0.0002
2023-04-01 14:29 | 0.3958 | 0.3953 | -0.1264% | -0.0005
2023-04-01 14:30 | 0.3964 | 0.3961 | -0.07571% | -0.0003
2023-04-01 14:31 | 0.3938 | 0.3935 | -0.07621% | -0.0003
2023-04-01 14:32 | 0.3886 | 0.3887 | 0.02573% | 0.0001
2023-04-01 14:33 | 0.3983 | 0.3976 | -0.1759% | -0.0007
2023-04-01 14:34 | 0.4193 | 0.4182 | -0.2627% | -0.0011
2023-04-01 14:35 | 0.1249 | 0.1268 | 1.51% | 0.0019
2023-04-01 14:36 | 0.0097 | 0.013 | 29.07% | 0.0033
2023-04-01 14:37 | 0.0074 | 0.0108 | 37.36% | 0.0034
2023-04-01 14:38 | 0.0061 | 0.0102 | 50.31% | 0.0041
2023-04-01 14:39 | 0.01 | 0.0137 | 31.22% | 0.0037
2023-04-01 14:40 | 0.0229 | 0.0272 | 17.17% | 0.0043
2023-04-01 14:41 | 0.0232 | 0.0271 | 15.51% | 0.0039
2023-04-01 14:42 | 0.0231 | 0.027 | 15.57% | 0.0039
2023-04-01 14:43 | 0.0229 | 0.0269 | 16.06% | 0.004
2023-04-01 14:44 | 0.0229 | 0.0268 | 15.69% | 0.0039
2023-04-01 14:45 | 0.023 | 0.0268 | 15.26% | 0.0038
2023-04-01 14:46 | 0.0231 | 0.0269 | 15.2% | 0.0038
2023-04-01 14:47 | 0.0229 | 0.0269 | 16.06% | 0.004
2023-04-01 14:48 | 0.023 | 0.0268 | 15.26% | 0.0038
2023-04-01 14:49 | 0.0229 | 0.0268 | 15.69% | 0.0039
2023-04-01 14:50 | 0.0229 | 0.027 | 16.43% | 0.0041
2023-04-01 14:51 | 0.0229 | 0.0266 | 14.95% | 0.0037
2023-04-01 14:52 | 0.0229 | 0.0267 | 15.32% | 0.0038
2023-04-01 14:53 | 0.0229 | 0.0269 | 16.06% | 0.004
2023-04-01 14:54 | 0.0228 | 0.0266 | 15.38% | 0.0038
2023-04-01 14:55 | 0.0228 | 0.0263 | 14.26% | 0.0035
2023-04-01 14:56 | 0.0228 | 0.026 | 13.11% | 0.0032
2023-04-01 14:57 | 0.0229 | 0.0262 | 13.44% | 0.0033
2023-04-01 14:58 | 0.0229 | 0.0263 | 13.82% | 0.0034
2023-04-01 14:59 | 0.0229 | 0.0261 | 13.06% | 0.0032
2023-04-01 15:00 | 0.023 | 0.0263 | 13.39% | 0.0033
2023-04-01 15:01 | 0.023 | 0.0262 | 13.01% | 0.0032
2023-04-01 15:02 | 0.0228 | 0.0261 | 13.5% | 0.0033
2023-04-01 15:03 | 0.0229 | 0.0265 | 14.57% | 0.0036
2023-04-01 15:04 | 0.023 | 0.0267 | 14.89% | 0.0037
2023-04-01 15:05 | 0.0229 | 0.0266 | 14.95% | 0.0037
2023-04-01 15:06 | 0.0228 | 0.0267 | 15.76% | 0.0039
2023-04-01 15:07 | 0.023 | 0.0269 | 15.63% | 0.0039
2023-04-01 15:08 | 0.0228 | 0.0269 | 16.5% | 0.0041
2023-04-01 15:09 | 0.0229 | 0.0267 | 15.32% | 0.0038
2023-04-01 15:10 | 0.0231 | 0.0267 | 14.46% | 0.0036
2023-04-01 15:11 | 0.0231 | 0.0268 | 14.83% | 0.0037
2023-04-01 15:12 | 0.0232 | 0.0267 | 14.03% | 0.0035
2023-04-01 15:13 | 0.0231 | 0.0267 | 14.46% | 0.0036
2023-04-01 15:14 | 0.0232 | 0.0268 | 14.4% | 0.0036
2023-04-01 15:15 | 0.023 | 0.0268 | 15.26% | 0.0038
2023-04-01 15:16 | 0.023 | 0.0268 | 15.26% | 0.0038
2023-04-01 15:17 | 0.0231 | 0.0265 | 13.71% | 0.0034
2023-04-01 15:18 | 0.023 | 0.0266 | 14.52% | 0.0036
2023-04-01 15:19 | 0.023 | 0.0266 | 14.52% | 0.0036
2023-04-01 15:20 | 0.0231 | 0.0267 | 14.46% | 0.0036
2023-04-01 15:21 | 0.023 | 0.0265 | 14.14% | 0.0035
2023-04-01 15:22 | 0.023 | 0.0265 | 14.14% | 0.0035
2023-04-01 15:23 | 0.023 | 0.0265 | 14.14% | 0.0035
2023-04-01 15:24 | 0.0228 | 0.0265 | 15.01% | 0.0037
2023-04-01 15:25 | 0.0228 | 0.0266 | 15.38% | 0.0038
2023-04-01 15:26 | 0.0229 | 0.0265 | 14.57% | 0.0036
2023-04-01 15:27 | 0.023 | 0.0266 | 14.52% | 0.0036
2023-04-01 15:28 | 0.0227 | 0.0265 | 15.45% | 0.0038
2023-04-01 15:29 | 0.0229 | 0.0267 | 15.32% | 0.0038
2023-04-01 15:30 | 0.0228 | 0.0265 | 15.01% | 0.0037
2023-04-01 15:31 | 0.0228 | 0.0264 | 14.63% | 0.0036
2023-04-01 15:32 | 0.0228 | 0.0264 | 14.63% | 0.0036
2023-04-01 15:33 | 0.0228 | 0.0265 | 15.01% | 0.0037
2023-04-01 15:34 | 0.0229 | 0.0265 | 14.57% | 0.0036
2023-04-01 15:35 | 0.0228 | 0.0265 | 15.01% | 0.0037
2023-04-01 15:36 | 0.0226 | 0.0266 | 16.26% | 0.004
2023-04-01 15:37 | 0.0227 | 0.0264 | 15.07% | 0.0037
2023-04-01 15:38 | 0.0228 | 0.0266 | 15.38% | 0.0038
2023-04-01 15:39 | 0.0231 | 0.0268 | 14.83% | 0.0037
2023-04-01 15:40 | 0.0229 | 0.0266 | 14.95% | 0.0037
2023-04-01 15:41 | 0.0231 | 0.0268 | 14.83% | 0.0037
2023-04-01 15:42 | 0.0231 | 0.0269 | 15.2% | 0.0038
2023-04-01 15:43 | 0.0234 | 0.0271 | 14.65% | 0.0037
2023-04-01 15:44 | 0.0232 | 0.0267 | 14.03% | 0.0035
2023-04-01 15:45 | 0.0234 | 0.0271 | 14.65% | 0.0037
2023-04-01 15:46 | 0.0233 | 0.0269 | 14.34% | 0.0036
2023-04-01 15:47 | 0.0235 | 0.0271 | 14.23% | 0.0036
2023-04-01 15:48 | 0.0237 | 0.0271 | 13.39% | 0.0034
2023-04-01 15:49 | 0.0235 | 0.0271 | 14.23% | 0.0036
2023-04-01 15:50 | 0.0238 | 0.0272 | 13.33% | 0.0034
2023-04-01 15:51 | 0.0237 | 0.0274 | 14.48% | 0.0037
2023-04-01 15:52 | 0.0238 | 0.0272 | 13.33% | 0.0034
2023-04-01 15:53 | 0.0237 | 0.0272 | 13.75% | 0.0035
2023-04-01 15:54 | 0.0236 | 0.0271 | 13.81% | 0.0035
2023-04-01 15:55 | 0.0235 | 0.0276 | 16.05% | 0.0041
2023-04-01 15:56 | 0.0233 | 0.0273 | 15.81% | 0.004
2023-04-01 15:57 | 0.0232 | 0.0273 | 16.24% | 0.0041
2023-04-01 15:58 | 0.0234 | 0.0272 | 15.02% | 0.0038
2023-04-01 15:59 | 0.0234 | 0.0274 | 15.75% | 0.004
2023-04-01 16:00 | 0.0233 | 0.0274 | 16.17% | 0.0041
2023-04-01 16:01 | 0.0232 | 0.0273 | 16.24% | 0.0041
2023-04-01 16:02 | 0.0234 | 0.0272 | 15.02% | 0.0038
2023-04-01 16:03 | 0.0234 | 0.0274 | 15.75% | 0.004
2023-04-01 16:04 | 0.0229 | 0.0271 | 16.8% | 0.0042
2023-04-01 16:05 | 0.0232 | 0.0273 | 16.24% | 0.0041
2023-04-01 16:06 | 0.023 | 0.0271 | 16.37% | 0.0041
2023-04-01 16:07 | 0.0228 | 0.027 | 16.87% | 0.0042
2023-04-01 16:08 | 0.0228 | 0.027 | 16.87% | 0.0042
2023-04-01 16:09 | 0.0231 | 0.0271 | 15.94% | 0.004
2023-04-01 16:10 | 0.0231 | 0.027 | 15.57% | 0.0039
2023-04-01 16:11 | 0.0229 | 0.0268 | 15.69% | 0.0039
2023-04-01 16:12 | 0.0231 | 0.027 | 15.57% | 0.0039
2023-04-01 16:13 | 0.023 | 0.0269 | 15.63% | 0.0039
2023-04-01 16:14 | 0.0232 | 0.0269 | 14.77% | 0.0037
2023-04-01 16:15 | 0.0232 | 0.0269 | 14.77% | 0.0037
2023-04-01 16:16 | 0.0234 | 0.027 | 14.29% | 0.0036
2023-04-01 16:17 | 0.0234 | 0.027 | 14.29% | 0.0036
2023-04-01 16:18 | 0.0234 | 0.027 | 14.29% | 0.0036
2023-04-01 16:19 | 0.0235 | 0.0272 | 14.6% | 0.0037
2023-04-01 16:20 | 0.0232 | 0.0272 | 15.87% | 0.004
2023-04-01 16:21 | 0.0232 | 0.0269 | 14.77% | 0.0037
2023-04-01 16:22 | 0.0232 | 0.0269 | 14.77% | 0.0037
2023-04-01 16:23 | 0.0233 | 0.0268 | 13.97% | 0.0035
2023-04-01 16:24 | 0.0232 | 0.0269 | 14.77% | 0.0037
2023-04-01 16:25 | 0.0235 | 0.0271 | 14.23% | 0.0036
2023-04-01 16:26 | 0.0232 | 0.0273 | 16.24% | 0.0041
2023-04-01 16:27 | 0.0232 | 0.0272 | 15.87% | 0.004
2023-04-01 16:28 | 0.0234 | 0.0272 | 15.02% | 0.0038
2023-04-01 16:29 | 0.0232 | 0.0271 | 15.51% | 0.0039
2023-04-01 16:30 | 0.0232 | 0.0271 | 15.51% | 0.0039
2023-04-01 16:31 | 0.0233 | 0.0271 | 15.08% | 0.0038
2023-04-01 16:32 | 0.0232 | 0.0271 | 15.51% | 0.0039
2023-04-01 16:33 | 0.0232 | 0.0271 | 15.51% | 0.0039
2023-04-01 16:34 | 0.0234 | 0.0272 | 15.02% | 0.0038
2023-04-01 16:35 | 0.0233 | 0.0272 | 15.45% | 0.0039
2023-04-01 16:36 | 0.0233 | 0.0271 | 15.08% | 0.0038
2023-04-01 16:37 | 0.0231 | 0.027 | 15.57% | 0.0039
2023-04-01 16:38 | 0.0233 | 0.0274 | 16.17% | 0.0041
2023-04-01 16:39 | 0.0234 | 0.0273 | 15.38% | 0.0039
2023-04-01 16:40 | 0.0233 | 0.0271 | 15.08% | 0.0038
2023-04-01 16:41 | 0.0232 | 0.0273 | 16.24% | 0.0041
2023-04-01 16:42 | 0.0233 | 0.0272 | 15.45% | 0.0039
2023-04-01 16:43 | 0.0233 | 0.0272 | 15.45% | 0.0039
2023-04-01 16:44 | 0.023 | 0.0269 | 15.63% | 0.0039
2023-04-01 16:45 | 0.0233 | 0.027 | 14.71% | 0.0037
2023-04-01 16:46 | 0.0231 | 0.0269 | 15.2% | 0.0038
2023-04-01 16:47 | 0.0234 | 0.0271 | 14.65% | 0.0037
2023-04-01 16:48 | 0.0233 | 0.0272 | 15.45% | 0.0039
2023-04-01 16:49 | 0.0235 | 0.027 | 13.86% | 0.0035
2023-04-01 16:50 | 0.0236 | 0.0272 | 14.17% | 0.0036
2023-04-01 16:51 | 0.0237 | 0.0273 | 14.12% | 0.0036
2023-04-01 16:52 | 0.0236 | 0.0271 | 13.81% | 0.0035
2023-04-01 16:53 | 0.0235 | 0.027 | 13.86% | 0.0035
2023-04-01 16:54 | 0.0235 | 0.027 | 13.86% | 0.0035
2023-04-01 16:55 | 0.0235 | 0.027 | 13.86% | 0.0035
2023-04-01 16:56 | 0.0235 | 0.0271 | 14.23% | 0.0036
2023-04-01 16:57 | 0.0234 | 0.0273 | 15.38% | 0.0039
2023-04-01 16:58 | 0.0235 | 0.0272 | 14.6% | 0.0037
2023-04-01 16:59 | 0.0236 | 0.0274 | 14.9% | 0.0038
2023-04-01 17:00 | 0.0235 | 0.0272 | 14.6% | 0.0037
2023-04-01 17:01 | 0.0235 | 0.0274 | 15.32% | 0.0039
2023-04-01 17:02 | 0.0234 | 0.0271 | 14.65% | 0.0037
2023-04-01 17:03 | 0.0235 | 0.0273 | 14.96% | 0.0038
2023-04-01 17:04 | 0.0234 | 0.0273 | 15.38% | 0.0039
2023-04-01 17:05 | 0.0234 | 0.0272 | 15.02% | 0.0038
2023-04-01 17:06 | 0.0233 | 0.0271 | 15.08% | 0.0038
2023-04-01 17:07 | 0.0232 | 0.0271 | 15.51% | 0.0039
2023-04-01 17:08 | 0.0235 | 0.0274 | 15.32% | 0.0039
2023-04-01 17:09 | 0.0233 | 0.0272 | 15.45% | 0.0039
2023-04-01 17:10 | 0.0234 | 0.0272 | 15.02% | 0.0038
2023-04-01 17:11 | 0.0232 | 0.0272 | 15.87% | 0.004
2023-04-01 17:12 | 0.0232 | 0.0273 | 16.24% | 0.0041
2023-04-01 17:13 | 0.0231 | 0.0273 | 16.67% | 0.0042
2023-04-01 17:14 | 0.0231 | 0.0274 | 17.03% | 0.0043
2023-04-01 17:15 | 0.0231 | 0.0272 | 16.3% | 0.0041
2023-04-01 17:16 | 0.0234 | 0.0273 | 15.38% | 0.0039
2023-04-01 17:17 | 0.0232 | 0.0271 | 15.51% | 0.0039
2023-04-01 17:18 | 0.0232 | 0.0271 | 15.51% | 0.0039
2023-04-01 17:19 | 0.0232 | 0.0271 | 15.51% | 0.0039
2023-04-01 17:20 | 0.0231 | 0.027 | 15.57% | 0.0039
2023-04-01 17:21 | 0.0233 | 0.027 | 14.71% | 0.0037
2023-04-01 17:22 | 0.0232 | 0.0271 | 15.51% | 0.0039
2023-04-01 17:23 | 0.0231 | 0.0272 | 16.3% | 0.0041
2023-04-01 17:24 | 0.0232 | 0.027 | 15.14% | 0.0038
2023-04-01 17:25 | 0.0232 | 0.027 | 15.14% | 0.0038
2023-04-01 17:26 | 0.0232 | 0.027 | 15.14% | 0.0038
2023-04-01 17:27 | 0.0231 | 0.0269 | 15.2% | 0.0038
2023-04-01 17:28 | 0.0231 | 0.027 | 15.57% | 0.0039
2023-04-01 17:29 | 0.0231 | 0.027 | 15.57% | 0.0039
2023-04-01 17:30 | 0.0229 | 0.0271 | 16.8% | 0.0042
2023-04-01 17:31 | 0.0231 | 0.0269 | 15.2% | 0.0038
2023-04-01 17:32 | 0.023 | 0.0269 | 15.63% | 0.0039
2023-04-01 17:33 | 0.023 | 0.0269 | 15.63% | 0.0039
2023-04-01 17:34 | 0.0231 | 0.0268 | 14.83% | 0.0037
2023-04-01 17:35 | 0.0231 | 0.0267 | 14.46% | 0.0036
2023-04-01 17:36 | 0.0231 | 0.0267 | 14.46% | 0.0036
2023-04-01 17:37 | 0.0232 | 0.0269 | 14.77% | 0.0037
2023-04-01 17:38 | 0.0231 | 0.0268 | 14.83% | 0.0037
2023-04-01 17:39 | 0.023 | 0.0269 | 15.63% | 0.0039
2023-04-01 17:40 | 0.023 | 0.0269 | 15.63% | 0.0039
2023-04-01 17:41 | 0.023 | 0.0268 | 15.26% | 0.0038
2023-04-01 17:42 | 0.0231 | 0.0269 | 15.2% | 0.0038
2023-04-01 17:43 | 0.023 | 0.0271 | 16.37% | 0.0041
2023-04-01 17:44 | 0.0232 | 0.0268 | 14.4% | 0.0036
2023-04-01 17:45 | 0.0229 | 0.0269 | 16.06% | 0.004
2023-04-01 17:46 | 0.023 | 0.0269 | 15.63% | 0.0039
2023-04-01 17:47 | 0.0231 | 0.0269 | 15.2% | 0.0038
2023-04-01 17:48 | 0.0231 | 0.0268 | 14.83% | 0.0037
2023-04-01 17:49 | 0.023 | 0.0269 | 15.63% | 0.0039
2023-04-01 17:50 | 0.0233 | 0.0268 | 13.97% | 0.0035
2023-04-01 17:51 | 0.0234 | 0.0271 | 14.65% | 0.0037
2023-04-01 17:52 | 0.0234 | 0.0269 | 13.92% | 0.0035
2023-04-01 17:53 | 0.0233 | 0.0268 | 13.97% | 0.0035
2023-04-01 17:54 | 0.0233 | 0.0267 | 13.6% | 0.0034
2023-04-01 17:55 | 0.0233 | 0.0268 | 13.97% | 0.0035
2023-04-01 17:56 | 0.0234 | 0.0268 | 13.55% | 0.0034
2023-04-01 17:57 | 0.0232 | 0.0268 | 14.4% | 0.0036
2023-04-01 17:58 | 0.0231 | 0.0267 | 14.46% | 0.0036
2023-04-01 17:59 | 0.0232 | 0.0267 | 14.03% | 0.0035
2023-04-01 18:00 | 0.0228 | 0.0268 | 16.13% | 0.004
2023-04-01 18:01 | 0.0231 | 0.0269 | 15.2% | 0.0038
2023-04-01 18:02 | 0.0229 | 0.0266 | 14.95% | 0.0037
2023-04-01 18:03 | 0.023 | 0.0267 | 14.89% | 0.0037
2023-04-01 18:04 | 0.0228 | 0.0267 | 15.76% | 0.0039
2023-04-01 18:05 | 0.023 | 0.0267 | 14.89% | 0.0037
2023-04-01 18:06 | 0.0229 | 0.0265 | 14.57% | 0.0036
2023-04-01 18:07 | 0.0228 | 0.0266 | 15.38% | 0.0038
2023-04-01 18:08 | 0.0229 | 0.0268 | 15.69% | 0.0039
2023-04-01 18:09 | 0.0227 | 0.0267 | 16.19% | 0.004
2023-04-01 18:10 | 0.0228 | 0.0265 | 15.01% | 0.0037
2023-04-01 18:11 | 0.0228 | 0.0267 | 15.76% | 0.0039
2023-04-01 18:12 | 0.0229 | 0.0266 | 14.95% | 0.0037
2023-04-01 18:13 | 0.0228 | 0.0269 | 16.5% | 0.0041
2023-04-01 18:14 | 0.0228 | 0.0268 | 16.13% | 0.004
2023-04-01 18:15 | 0.0229 | 0.0266 | 14.95% | 0.0037
2023-04-01 18:16 | 0.023 | 0.0266 | 14.52% | 0.0036
2023-04-01 18:17 | 0.0229 | 0.0265 | 14.57% | 0.0036
2023-04-01 18:18 | 0.0228 | 0.0265 | 15.01% | 0.0037
2023-04-01 18:19 | 0.0228 | 0.0264 | 14.63% | 0.0036
2023-04-01 18:20 | 0.023 | 0.0265 | 14.14% | 0.0035
2023-04-01 18:21 | 0.023 | 0.0264 | 13.77% | 0.0034
2023-04-01 18:22 | 0.0228 | 0.0266 | 15.38% | 0.0038
2023-04-01 18:23 | 0.0228 | 0.0263 | 14.26% | 0.0035
2023-04-01 18:24 | 0.023 | 0.0264 | 13.77% | 0.0034
2023-04-01 18:25 | 0.0229 | 0.0265 | 14.57% | 0.0036
2023-04-01 18:26 | 0.0229 | 0.0265 | 14.57% | 0.0036
2023-04-01 18:27 | 0.023 | 0.0264 | 13.77% | 0.0034
2023-04-01 18:28 | 0.0228 | 0.0265 | 15.01% | 0.0037
2023-04-01 18:29 | 0.0229 | 0.0265 | 14.57% | 0.0036
2023-04-01 18:30 | 0.0227 | 0.0265 | 15.45% | 0.0038
2023-04-01 18:31 | 0.0227 | 0.0266 | 15.82% | 0.0039
2023-04-01 18:32 | 0.0226 | 0.0267 | 16.63% | 0.0041
2023-04-01 18:33 | 0.0227 | 0.0266 | 15.82% | 0.0039
2023-04-01 18:34 | 0.0225 | 0.0265 | 16.33% | 0.004
2023-04-01 18:35 | 0.0225 | 0.0264 | 15.95% | 0.0039
2023-04-01 18:36 | 0.0226 | 0.0266 | 16.26% | 0.004
2023-04-01 18:37 | 0.0225 | 0.0264 | 15.95% | 0.0039
2023-04-01 18:38 | 0.0228 | 0.0265 | 15.01% | 0.0037
2023-04-01 18:39 | 0.0226 | 0.0266 | 16.26% | 0.004
2023-04-01 18:40 | 0.0226 | 0.0265 | 15.89% | 0.0039
2023-04-01 18:41 | 0.0225 | 0.0265 | 16.33% | 0.004
2023-04-01 18:42 | 0.0225 | 0.0265 | 16.33% | 0.004
2023-04-01 18:43 | 0.0224 | 0.0264 | 16.39% | 0.004
2023-04-01 18:44 | 0.0227 | 0.0266 | 15.82% | 0.0039
2023-04-01 18:45 | 0.0228 | 0.0265 | 15.01% | 0.0037
2023-04-01 18:46 | 0.0228 | 0.0266 | 15.38% | 0.0038
2023-04-01 18:47 | 0.0227 | 0.0265 | 15.45% | 0.0038
2023-04-01 18:48 | 0.0227 | 0.0266 | 15.82% | 0.0039
2023-04-01 18:49 | 0.0228 | 0.0265 | 15.01% | 0.0037
2023-04-01 18:50 | 0.0229 | 0.0266 | 14.95% | 0.0037
2023-04-01 18:51 | 0.0228 | 0.0265 | 15.01% | 0.0037
2023-04-01 18:52 | 0.0228 | 0.0265 | 15.01% | 0.0037
2023-04-01 18:53 | 0.0228 | 0.0263 | 14.26% | 0.0035
2023-04-01 18:54 | 0.0229 | 0.0262 | 13.44% | 0.0033
2023-04-01 18:55 | 0.0229 | 0.0265 | 14.57% | 0.0036
2023-04-01 18:56 | 0.023 | 0.0263 | 13.39% | 0.0033
2023-04-01 18:57 | 0.0242 | 0.0256 | 5.622% | 0.0014
2023-04-01 18:58 | 0.0248 | 0.0253 | 1.996% | 0.0005
2023-04-01 18:59 | 0.0246 | 0.0249 | 1.212% | 0.0003
2023-04-01 19:00 | 0.0225 | 0.0259 | 14.05% | 0.0034
2023-04-01 19:01 | 0.0226 | 0.0261 | 14.37% | 0.0035
2023-04-01 19:02 | 0.0228 | 0.0262 | 13.88% | 0.0034
2023-04-01 19:03 | 0.0225 | 0.0263 | 15.57% | 0.0038
2023-04-01 19:04 | 0.0225 | 0.0264 | 15.95% | 0.0039
2023-04-01 19:05 | 0.0224 | 0.0261 | 15.26% | 0.0037
2023-04-01 19:06 | 0.0224 | 0.0261 | 15.26% | 0.0037
2023-04-01 19:07 | 0.0224 | 0.0263 | 16.02% | 0.0039
2023-04-01 19:08 | 0.0227 | 0.0263 | 14.69% | 0.0036
2023-04-01 19:09 | 0.0228 | 0.0263 | 14.26% | 0.0035
2023-04-01 19:10 | 0.0228 | 0.0266 | 15.38% | 0.0038
2023-04-01 19:11 | 0.0226 | 0.0265 | 15.89% | 0.0039
2023-04-01 19:12 | 0.0228 | 0.0266 | 15.38% | 0.0038
2023-04-01 19:13 | 0.0229 | 0.0268 | 15.69% | 0.0039
2023-04-01 19:14 | 0.0228 | 0.0266 | 15.38% | 0.0038
2023-04-01 19:15 | 0.0227 | 0.0265 | 15.45% | 0.0038
2023-04-01 19:16 | 0.0227 | 0.0266 | 15.82% | 0.0039
2023-04-01 19:17 | 0.0226 | 0.0266 | 16.26% | 0.004
2023-04-01 19:18 | 0.0228 | 0.0266 | 15.38% | 0.0038
2023-04-01 19:19 | 0.0228 | 0.0267 | 15.76% | 0.0039
2023-04-01 19:20 | 0.0227 | 0.0265 | 15.45% | 0.0038
2023-04-01 19:21 | 0.0228 | 0.0266 | 15.38% | 0.0038
2023-04-01 19:22 | 0.023 | 0.0264 | 13.77% | 0.0034
2023-04-01 19:23 | 0.0231 | 0.0266 | 14.08% | 0.0035
2023-04-01 19:24 | 0.0229 | 0.0265 | 14.57% | 0.0036
2023-04-01 19:25 | 0.023 | 0.0264 | 13.77% | 0.0034
2023-04-01 19:26 | 0.023 | 0.0267 | 14.89% | 0.0037
2023-04-01 19:27 | 0.023 | 0.0266 | 14.52% | 0.0036
2023-04-01 19:28 | 0.0229 | 0.0267 | 15.32% | 0.0038
2023-04-01 19:29 | 0.023 | 0.0266 | 14.52% | 0.0036
2023-04-01 19:30 | 0.0229 | 0.0266 | 14.95% | 0.0037
2023-04-01 19:31 | 0.023 | 0.0267 | 14.89% | 0.0037
2023-04-01 19:32 | 0.0229 | 0.0265 | 14.57% | 0.0036
2023-04-01 19:33 | 0.023 | 0.0267 | 14.89% | 0.0037
2023-04-01 19:34 | 0.0227 | 0.0266 | 15.82% | 0.0039
2023-04-01 19:35 | 0.0229 | 0.0268 | 15.69% | 0.0039
2023-04-01 19:36 | 0.0229 | 0.0267 | 15.32% | 0.0038
2023-04-01 19:37 | 0.023 | 0.0266 | 14.52% | 0.0036
2023-04-01 19:38 | 0.023 | 0.0268 | 15.26% | 0.0038
2023-04-01 19:39 | 0.023 | 0.0265 | 14.14% | 0.0035
2023-04-01 19:40 | 0.0227 | 0.0262 | 14.31% | 0.0035
2023-04-01 19:41 | 0.0227 | 0.0263 | 14.69% | 0.0036
2023-04-01 19:42 | 0.0226 | 0.0264 | 15.51% | 0.0038
2023-04-01 19:43 | 0.0227 | 0.0267 | 16.19% | 0.004
2023-04-01 19:44 | 0.0227 | 0.0266 | 15.82% | 0.0039
2023-04-01 19:45 | 0.0229 | 0.0266 | 14.95% | 0.0037
2023-04-01 19:46 | 0.0229 | 0.0268 | 15.69% | 0.0039
2023-04-01 19:47 | 0.0228 | 0.0268 | 16.13% | 0.004
2023-04-01 19:48 | 0.0227 | 0.0268 | 16.57% | 0.0041
2023-04-01 19:49 | 0.0227 | 0.0268 | 16.57% | 0.0041
2023-04-01 19:50 | 0.0226 | 0.027 | 17.74% | 0.0044
2023-04-01 19:51 | 0.0228 | 0.0269 | 16.5% | 0.0041
2023-04-01 19:52 | 0.0228 | 0.027 | 16.87% | 0.0042
2023-04-01 19:53 | 0.0228 | 0.0268 | 16.13% | 0.004
2023-04-01 19:54 | 0.0231 | 0.0266 | 14.08% | 0.0035
2023-04-01 19:55 | 0.023 | 0.0267 | 14.89% | 0.0037
2023-04-01 19:56 | 0.023 | 0.0269 | 15.63% | 0.0039
2023-04-01 19:57 | 0.0231 | 0.0267 | 14.46% | 0.0036
2023-04-01 19:58 | 0.0229 | 0.0269 | 16.06% | 0.004
2023-04-01 19:59 | 0.0231 | 0.027 | 15.57% | 0.0039
2023-04-01 20:00 | 0.0231 | 0.0268 | 14.83% | 0.0037
2023-04-01 20:01 | 0.0231 | 0.0267 | 14.46% | 0.0036
2023-04-01 20:02 | 0.0231 | 0.0271 | 15.94% | 0.004
2023-04-01 20:03 | 0.0231 | 0.0268 | 14.83% | 0.0037
2023-04-01 20:04 | 0.0231 | 0.0268 | 14.83% | 0.0037
2023-04-01 20:05 | 0.0231 | 0.0267 | 14.46% | 0.0036
2023-04-01 20:06 | 0.0229 | 0.0267 | 15.32% | 0.0038
2023-04-01 20:07 | 0.023 | 0.0267 | 14.89% | 0.0037
2023-04-01 20:08 | 0.023 | 0.0266 | 14.52% | 0.0036
2023-04-01 20:09 | 0.0229 | 0.0267 | 15.32% | 0.0038
2023-04-01 20:10 | 0.023 | 0.0268 | 15.26% | 0.0038
2023-04-01 20:11 | 0.0229 | 0.0269 | 16.06% | 0.004
2023-04-01 20:12 | 0.0231 | 0.0269 | 15.2% | 0.0038
2023-04-01 20:13 | 0.0231 | 0.0267 | 14.46% | 0.0036
2023-04-01 20:14 | 0.0231 | 0.0267 | 14.46% | 0.0036
2023-04-01 20:15 | 0.023 | 0.0268 | 15.26% | 0.0038
2023-04-01 20:16 | 0.0231 | 0.0269 | 15.2% | 0.0038
2023-04-01 20:17 | 0.0232 | 0.027 | 15.14% | 0.0038
2023-04-01 20:18 | 0.0232 | 0.0268 | 14.4% | 0.0036
2023-04-01 20:19 | 0.0231 | 0.0269 | 15.2% | 0.0038
2023-04-01 20:20 | 0.023 | 0.0268 | 15.26% | 0.0038
2023-04-01 20:21 | 0.0229 | 0.0269 | 16.06% | 0.004
2023-04-01 20:22 | 0.0231 | 0.0268 | 14.83% | 0.0037
2023-04-01 20:23 | 0.0232 | 0.0267 | 14.03% | 0.0035
2023-04-01 20:24 | 0.0233 | 0.027 | 14.71% | 0.0037
2023-04-01 20:25 | 0.0232 | 0.027 | 15.14% | 0.0038
2023-04-01 20:26 | 0.0232 | 0.0267 | 14.03% | 0.0035
2023-04-01 20:27 | 0.0232 | 0.027 | 15.14% | 0.0038
2023-04-01 20:28 | 0.0233 | 0.0269 | 14.34% | 0.0036
2023-04-01 20:29 | 0.0235 | 0.0268 | 13.12% | 0.0033
2023-04-01 20:30 | 0.0233 | 0.0271 | 15.08% | 0.0038
2023-04-01 20:31 | 0.0232 | 0.027 | 15.14% | 0.0038
2023-04-01 20:32 | 0.0235 | 0.027 | 13.86% | 0.0035
2023-04-01 20:33 | 0.0233 | 0.0269 | 14.34% | 0.0036
2023-04-01 20:34 | 0.0233 | 0.027 | 14.71% | 0.0037
2023-04-01 20:35 | 0.0232 | 0.0268 | 14.4% | 0.0036
2023-04-01 20:36 | 0.0232 | 0.0268 | 14.4% | 0.0036
2023-04-01 20:37 | 0.0231 | 0.0269 | 15.2% | 0.0038
2023-04-01 20:38 | 0.0232 | 0.0269 | 14.77% | 0.0037
2023-04-01 20:39 | 0.0232 | 0.0269 | 14.77% | 0.0037
2023-04-01 20:40 | 0.0229 | 0.0268 | 15.69% | 0.0039
2023-04-01 20:41 | 0.0229 | 0.0266 | 14.95% | 0.0037
2023-04-01 20:42 | 0.0229 | 0.0266 | 14.95% | 0.0037
2023-04-01 20:43 | 0.0229 | 0.0265 | 14.57% | 0.0036
2023-04-01 20:44 | 0.0228 | 0.0266 | 15.38% | 0.0038
2023-04-01 20:45 | 0.0226 | 0.0266 | 16.26% | 0.004
2023-04-01 20:46 | 0.0226 | 0.0263 | 15.13% | 0.0037
2023-04-01 20:47 | 0.0224 | 0.0265 | 16.77% | 0.0041
2023-04-01 20:48 | 0.0224 | 0.0266 | 17.14% | 0.0042
2023-04-01 20:49 | 0.0227 | 0.0263 | 14.69% | 0.0036
2023-04-01 20:50 | 0.0228 | 0.0266 | 15.38% | 0.0038
2023-04-01 20:51 | 0.0228 | 0.0267 | 15.76% | 0.0039
2023-04-01 20:52 | 0.0229 | 0.0267 | 15.32% | 0.0038
2023-04-01 20:53 | 0.0228 | 0.0267 | 15.76% | 0.0039
2023-04-01 20:54 | 0.0229 | 0.0267 | 15.32% | 0.0038
2023-04-01 20:55 | 0.0231 | 0.0267 | 14.46% | 0.0036
2023-04-01 20:56 | 0.023 | 0.0265 | 14.14% | 0.0035
2023-04-01 20:57 | 0.0231 | 0.0266 | 14.08% | 0.0035
2023-04-01 20:58 | 0.0231 | 0.0264 | 13.33% | 0.0033
2023-04-01 20:59 | 0.023 | 0.0266 | 14.52% | 0.0036
2023-04-01 21:00 | 0.0232 | 0.0266 | 13.65% | 0.0034
2023-04-01 21:01 | 0.0231 | 0.0266 | 14.08% | 0.0035
2023-04-01 21:02 | 0.023 | 0.0264 | 13.77% | 0.0034
2023-04-01 21:03 | 0.0229 | 0.0264 | 14.2% | 0.0035
2023-04-01 21:04 | 0.023 | 0.0265 | 14.14% | 0.0035
2023-04-01 21:05 | 0.0226 | 0.0266 | 16.26% | 0.004
2023-04-01 21:06 | 0.0227 | 0.0267 | 16.19% | 0.004
2023-04-01 21:07 | 0.0227 | 0.0265 | 15.45% | 0.0038
2023-04-01 21:08 | 0.0227 | 0.0266 | 15.82% | 0.0039
2023-04-01 21:09 | 0.0227 | 0.0266 | 15.82% | 0.0039
2023-04-01 21:10 | 0.0226 | 0.0268 | 17% | 0.0042
2023-04-01 21:11 | 0.0226 | 0.0267 | 16.63% | 0.0041
2023-04-01 21:12 | 0.0226 | 0.0268 | 17% | 0.0042
2023-04-01 21:13 | 0.0227 | 0.0266 | 15.82% | 0.0039
2023-04-01 21:14 | 0.0228 | 0.0267 | 15.76% | 0.0039
2023-04-01 21:15 | 0.0228 | 0.0266 | 15.38% | 0.0038
2023-04-01 21:16 | 0.0228 | 0.0268 | 16.13% | 0.004
2023-04-01 21:17 | 0.0227 | 0.0266 | 15.82% | 0.0039
2023-04-01 21:18 | 0.0229 | 0.0267 | 15.32% | 0.0038
2023-04-01 21:19 | 0.0228 | 0.0267 | 15.76% | 0.0039
2023-04-01 21:20 | 0.0227 | 0.0267 | 16.19% | 0.004
2023-04-01 21:21 | 0.0228 | 0.0268 | 16.13% | 0.004
2023-04-01 21:22 | 0.0228 | 0.0266 | 15.38% | 0.0038
2023-04-01 21:23 | 0.023 | 0.0267 | 14.89% | 0.0037
2023-04-01 21:24 | 0.0228 | 0.0267 | 15.76% | 0.0039
2023-04-01 21:25 | 0.0229 | 0.0267 | 15.32% | 0.0038
2023-04-01 21:26 | 0.0226 | 0.0266 | 16.26% | 0.004
2023-04-01 21:27 | 0.023 | 0.0265 | 14.14% | 0.0035
2023-04-01 21:28 | 0.023 | 0.0265 | 14.14% | 0.0035
2023-04-01 21:29 | 0.0231 | 0.0267 | 14.46% | 0.0036
2023-04-01 21:30 | 0.023 | 0.0267 | 14.89% | 0.0037
2023-04-01 21:31 | 0.0231 | 0.0267 | 14.46% | 0.0036
2023-04-01 21:32 | 0.0229 | 0.0266 | 14.95% | 0.0037
2023-04-01 21:33 | 0.0231 | 0.0268 | 14.83% | 0.0037
2023-04-01 21:34 | 0.0231 | 0.0268 | 14.83% | 0.0037
2023-04-01 21:35 | 0.0231 | 0.0267 | 14.46% | 0.0036
2023-04-01 21:36 | 0.0231 | 0.0265 | 13.71% | 0.0034
2023-04-01 21:37 | 0.0231 | 0.0266 | 14.08% | 0.0035
2023-04-01 21:38 | 0.0232 | 0.0268 | 14.4% | 0.0036
2023-04-01 21:39 | 0.0232 | 0.0269 | 14.77% | 0.0037
2023-04-01 21:40 | 0.0229 | 0.0268 | 15.69% | 0.0039
2023-04-01 21:41 | 0.0231 | 0.0269 | 15.2% | 0.0038
2023-04-01 21:42 | 0.0232 | 0.0269 | 14.77% | 0.0037
2023-04-01 21:43 | 0.0232 | 0.0267 | 14.03% | 0.0035
2023-04-01 21:44 | 0.0231 | 0.0269 | 15.2% | 0.0038
2023-04-01 21:45 | 0.0229 | 0.0267 | 15.32% | 0.0038
2023-04-01 21:46 | 0.0228 | 0.0269 | 16.5% | 0.0041
2023-04-01 21:47 | 0.0231 | 0.0268 | 14.83% | 0.0037
2023-04-01 21:48 | 0.0229 | 0.0268 | 15.69% | 0.0039
2023-04-01 21:49 | 0.023 | 0.0268 | 15.26% | 0.0038
2023-04-01 21:50 | 0.023 | 0.0268 | 15.26% | 0.0038
2023-04-01 21:51 | 0.0229 | 0.0269 | 16.06% | 0.004
2023-04-01 21:52 | 0.0231 | 0.027 | 15.57% | 0.0039
2023-04-01 21:53 | 0.0228 | 0.0268 | 16.13% | 0.004
2023-04-01 21:54 | 0.0231 | 0.0269 | 15.2% | 0.0038
2023-04-01 21:55 | 0.0233 | 0.027 | 14.71% | 0.0037
2023-04-01 21:56 | 0.023 | 0.0268 | 15.26% | 0.0038
2023-04-01 21:57 | 0.023 | 0.0269 | 15.63% | 0.0039
2023-04-01 21:58 | 0.0232 | 0.0268 | 14.4% | 0.0036
2023-04-01 21:59 | 0.0232 | 0.0269 | 14.77% | 0.0037
2023-04-01 22:00 | 0.0234 | 0.0268 | 13.55% | 0.0034
2023-04-01 22:01 | 0.0233 | 0.0269 | 14.34% | 0.0036
2023-04-01 22:02 | 0.0231 | 0.0269 | 15.2% | 0.0038
2023-04-01 22:03 | 0.0232 | 0.0268 | 14.4% | 0.0036
2023-04-01 22:04 | 0.0234 | 0.0268 | 13.55% | 0.0034
2023-04-01 22:05 | 0.0233 | 0.0268 | 13.97% | 0.0035
2023-04-01 22:06 | 0.0232 | 0.0269 | 14.77% | 0.0037
2023-04-01 22:07 | 0.0231 | 0.027 | 15.57% | 0.0039
2023-04-01 22:08 | 0.0233 | 0.0271 | 15.08% | 0.0038
2023-04-01 22:09 | 0.0233 | 0.0269 | 14.34% | 0.0036
2023-04-01 22:10 | 0.0232 | 0.0269 | 14.77% | 0.0037
2023-04-01 22:11 | 0.023 | 0.027 | 16% | 0.004
2023-04-01 22:12 | 0.0232 | 0.0269 | 14.77% | 0.0037
2023-04-01 22:13 | 0.0231 | 0.0269 | 15.2% | 0.0038
2023-04-01 22:14 | 0.0232 | 0.027 | 15.14% | 0.0038
2023-04-01 22:15 | 0.0231 | 0.0269 | 15.2% | 0.0038
2023-04-01 22:16 | 0.0232 | 0.0269 | 14.77% | 0.0037
2023-04-01 22:17 | 0.0232 | 0.027 | 15.14% | 0.0038
2023-04-01 22:18 | 0.0233 | 0.0271 | 15.08% | 0.0038
2023-04-01 22:19 | 0.0233 | 0.0271 | 15.08% | 0.0038
2023-04-01 22:20 | 0.0234 | 0.0273 | 15.38% | 0.0039
2023-04-01 22:21 | 0.0233 | 0.027 | 14.71% | 0.0037
2023-04-01 22:22 | 0.0233 | 0.0271 | 15.08% | 0.0038
2023-04-01 22:23 | 0.0232 | 0.0271 | 15.51% | 0.0039
2023-04-01 22:24 | 0.0233 | 0.0271 | 15.08% | 0.0038
2023-04-01 22:25 | 0.0232 | 0.0271 | 15.51% | 0.0039
2023-04-01 22:26 | 0.0232 | 0.0272 | 15.87% | 0.004
2023-04-01 22:27 | 0.0232 | 0.0272 | 15.87% | 0.004
2023-04-01 22:28 | 0.0231 | 0.027 | 15.57% | 0.0039
2023-04-01 22:29 | 0.0232 | 0.0272 | 15.87% | 0.004
2023-04-01 22:30 | 0.0231 | 0.027 | 15.57% | 0.0039
2023-04-01 22:31 | 0.0231 | 0.0269 | 15.2% | 0.0038
2023-04-01 22:32 | 0.023 | 0.0269 | 15.63% | 0.0039
2023-04-01 22:33 | 0.0232 | 0.0271 | 15.51% | 0.0039
2023-04-01 22:34 | 0.0231 | 0.0269 | 15.2% | 0.0038
2023-04-01 22:35 | 0.0228 | 0.0268 | 16.13% | 0.004
2023-04-01 22:36 | 0.0229 | 0.0266 | 14.95% | 0.0037
2023-04-01 22:37 | 0.0229 | 0.0268 | 15.69% | 0.0039
2023-04-01 22:38 | 0.023 | 0.0269 | 15.63% | 0.0039
2023-04-01 22:39 | 0.0231 | 0.0268 | 14.83% | 0.0037
2023-04-01 22:40 | 0.023 | 0.0267 | 14.89% | 0.0037
2023-04-01 22:41 | 0.0232 | 0.0268 | 14.4% | 0.0036
2023-04-01 22:42 | 0.0231 | 0.0269 | 15.2% | 0.0038
2023-04-01 22:43 | 0.0229 | 0.0267 | 15.32% | 0.0038
2023-04-01 22:44 | 0.0227 | 0.0266 | 15.82% | 0.0039
2023-04-01 22:45 | 0.0228 | 0.0267 | 15.76% | 0.0039
2023-04-01 22:46 | 0.0229 | 0.0267 | 15.32% | 0.0038
2023-04-01 22:47 | 0.0228 | 0.0266 | 15.38% | 0.0038
2023-04-01 22:48 | 0.0227 | 0.0265 | 15.45% | 0.0038
2023-04-01 22:49 | 0.0228 | 0.0266 | 15.38% | 0.0038
2023-04-01 22:50 | 0.0228 | 0.0266 | 15.38% | 0.0038
2023-04-01 22:51 | 0.0227 | 0.0266 | 15.82% | 0.0039
2023-04-01 22:52 | 0.0227 | 0.0265 | 15.45% | 0.0038
2023-04-01 22:53 | 0.0228 | 0.0266 | 15.38% | 0.0038
2023-04-01 22:54 | 0.0227 | 0.0268 | 16.57% | 0.0041
2023-04-01 22:55 | 0.0228 | 0.0266 | 15.38% | 0.0038
2023-04-01 22:56 | 0.0228 | 0.0267 | 15.76% | 0.0039
2023-04-01 22:57 | 0.0229 | 0.0268 | 15.69% | 0.0039
2023-04-01 22:58 | 0.0228 | 0.0266 | 15.38% | 0.0038
2023-04-01 22:59 | 0.023 | 0.0267 | 14.89% | 0.0037
2023-04-01 23:00 | 0.023 | 0.0265 | 14.14% | 0.0035
2023-04-01 23:01 | 0.023 | 0.0265 | 14.14% | 0.0035
2023-04-01 23:02 | 0.023 | 0.0267 | 14.89% | 0.0037
2023-04-01 23:03 | 0.0229 | 0.0266 | 14.95% | 0.0037
2023-04-01 23:04 | 0.0231 | 0.0267 | 14.46% | 0.0036
2023-04-01 23:05 | 0.0231 | 0.0266 | 14.08% | 0.0035
2023-04-01 23:06 | 0.023 | 0.0266 | 14.52% | 0.0036
2023-04-01 23:07 | 0.023 | 0.0267 | 14.89% | 0.0037
2023-04-01 23:08 | 0.0231 | 0.0266 | 14.08% | 0.0035
2023-04-01 23:09 | 0.023 | 0.0268 | 15.26% | 0.0038
2023-04-01 23:10 | 0.0233 | 0.0269 | 14.34% | 0.0036
2023-04-01 23:11 | 0.0232 | 0.0269 | 14.77% | 0.0037
2023-04-01 23:12 | 0.0229 | 0.0269 | 16.06% | 0.004
2023-04-01 23:13 | 0.0231 | 0.0267 | 14.46% | 0.0036
2023-04-01 23:14 | 0.0231 | 0.0269 | 15.2% | 0.0038
2023-04-01 23:15 | 0.0231 | 0.0269 | 15.2% | 0.0038
2023-04-01 23:16 | 0.0231 | 0.027 | 15.57% | 0.0039
2023-04-01 23:17 | 0.0232 | 0.027 | 15.14% | 0.0038
2023-04-01 23:18 | 0.0232 | 0.027 | 15.14% | 0.0038
2023-04-01 23:19 | 0.023 | 0.0269 | 15.63% | 0.0039
2023-04-01 23:20 | 0.0231 | 0.027 | 15.57% | 0.0039
2023-04-01 23:21 | 0.023 | 0.0269 | 15.63% | 0.0039
2023-04-01 23:22 | 0.0231 | 0.0269 | 15.2% | 0.0038
2023-04-01 23:23 | 0.0232 | 0.027 | 15.14% | 0.0038
2023-04-01 23:24 | 0.023 | 0.027 | 16% | 0.004
2023-04-01 23:25 | 0.0231 | 0.027 | 15.57% | 0.0039
2023-04-01 23:26 | 0.0231 | 0.0269 | 15.2% | 0.0038
2023-04-01 23:27 | 0.0232 | 0.0269 | 14.77% | 0.0037
2023-04-01 23:28 | 0.0232 | 0.027 | 15.14% | 0.0038
2023-04-01 23:29 | 0.0232 | 0.027 | 15.14% | 0.0038
2023-04-01 23:30 | 0.0233 | 0.027 | 14.71% | 0.0037
2023-04-01 23:31 | 0.0232 | 0.0271 | 15.51% | 0.0039
2023-04-01 23:32 | 0.0234 | 0.0271 | 14.65% | 0.0037
2023-04-01 23:33 | 0.0235 | 0.0272 | 14.6% | 0.0037
2023-04-01 23:34 | 0.0233 | 0.0271 | 15.08% | 0.0038
2023-04-01 23:35 | 0.0234 | 0.0268 | 13.55% | 0.0034
2023-04-01 23:36 | 0.0234 | 0.0268 | 13.55% | 0.0034
2023-04-01 23:37 | 0.0233 | 0.0269 | 14.34% | 0.0036
2023-04-01 23:38 | 0.0233 | 0.0269 | 14.34% | 0.0036
2023-04-01 23:39 | 0.0233 | 0.027 | 14.71% | 0.0037
2023-04-01 23:40 | 0.0232 | 0.0269 | 14.77% | 0.0037
2023-04-01 23:41 | 0.0234 | 0.027 | 14.29% | 0.0036
2023-04-01 23:42 | 0.0234 | 0.0271 | 14.65% | 0.0037
2023-04-01 23:43 | 0.0233 | 0.0271 | 15.08% | 0.0038
2023-04-01 23:44 | 0.0231 | 0.027 | 15.57% | 0.0039
2023-04-01 23:45 | 0.0231 | 0.027 | 15.57% | 0.0039
2023-04-01 23:46 | 0.023 | 0.0271 | 16.37% | 0.0041
2023-04-01 23:47 | 0.0231 | 0.0271 | 15.94% | 0.004
2023-04-01 23:48 | 0.0231 | 0.0271 | 15.94% | 0.004
2023-04-01 23:49 | 0.0232 | 0.0273 | 16.24% | 0.0041
2023-04-01 23:50 | 0.0229 | 0.0273 | 17.53% | 0.0044
2023-04-01 23:51 | 0.0229 | 0.0273 | 17.53% | 0.0044
2023-04-01 23:52 | 0.0229 | 0.0274 | 17.89% | 0.0045
2023-04-01 23:53 | 0.0229 | 0.0273 | 17.53% | 0.0044
2023-04-01 23:54 | 0.0232 | 0.0271 | 15.51% | 0.0039
2023-04-01 23:55 | 0.023 | 0.0272 | 16.73% | 0.0042
2023-04-01 23:56 | 0.023 | 0.0272 | 16.73% | 0.0042
2023-04-01 23:57 | 0.0229 | 0.0273 | 17.53% | 0.0044
2023-04-01 23:58 | 0.0231 | 0.0273 | 16.67% | 0.0042
2023-04-01 23:59 | 0.0231 | 0.0272 | 16.3% | 0.0041
2023-04-02 | 0.0231 | 0.0272 | 16.3% | 0.0041
2023-04-02 00:01 | 0.0232 | 0.0272 | 15.87% | 0.004
2023-04-02 00:02 | 0.0232 | 0.0271 | 15.51% | 0.0039
2023-04-02 00:03 | 0.0234 | 0.0271 | 14.65% | 0.0037
2023-04-02 00:04 | 0.0233 | 0.0272 | 15.45% | 0.0039
2023-04-02 00:05 | 0.0234 | 0.027 | 14.29% | 0.0036
2023-04-02 00:06 | 0.0232 | 0.027 | 15.14% | 0.0038
2023-04-02 00:07 | 0.0234 | 0.0271 | 14.65% | 0.0037
2023-04-02 00:08 | 0.0234 | 0.027 | 14.29% | 0.0036
2023-04-02 00:09 | 0.0234 | 0.0272 | 15.02% | 0.0038
2023-04-02 00:10 | 0.0235 | 0.0271 | 14.23% | 0.0036
2023-04-02 00:11 | 0.0235 | 0.0272 | 14.6% | 0.0037
2023-04-02 00:12 | 0.0235 | 0.0272 | 14.6% | 0.0037
2023-04-02 00:13 | 0.0234 | 0.0272 | 15.02% | 0.0038
2023-04-02 00:14 | 0.0233 | 0.0272 | 15.45% | 0.0039
2023-04-02 00:15 | 0.0233 | 0.0273 | 15.81% | 0.004
2023-04-02 00:16 | 0.0234 | 0.0271 | 14.65% | 0.0037
2023-04-02 00:17 | 0.0232 | 0.0273 | 16.24% | 0.0041
2023-04-02 00:18 | 0.0232 | 0.0272 | 15.87% | 0.004
2023-04-02 00:19 | 0.0233 | 0.0274 | 16.17% | 0.0041
2023-04-02 00:20 | 0.0232 | 0.0272 | 15.87% | 0.004
2023-04-02 00:21 | 0.0233 | 0.0271 | 15.08% | 0.0038
2023-04-02 00:22 | 0.0233 | 0.0273 | 15.81% | 0.004
2023-04-02 00:23 | 0.0233 | 0.0273 | 15.81% | 0.004
2023-04-02 00:24 | 0.0233 | 0.027 | 14.71% | 0.0037
2023-04-02 00:25 | 0.0232 | 0.0271 | 15.51% | 0.0039
2023-04-02 00:26 | 0.0232 | 0.0272 | 15.87% | 0.004
2023-04-02 00:27 | 0.0233 | 0.0273 | 15.81% | 0.004
2023-04-02 00:28 | 0.024 | 0.0281 | 15.74% | 0.0041
2023-04-02 00:29 | 0.0225 | 0.0264 | 15.95% | 0.0039
2023-04-02 00:30 | 0.0234 | 0.0273 | 15.38% | 0.0039
2023-04-02 00:31 | 0.0234 | 0.0273 | 15.38% | 0.0039
2023-04-02 00:32 | 0.0232 | 0.0274 | 16.6% | 0.0042
2023-04-02 00:33 | 0.0236 | 0.0274 | 14.9% | 0.0038
2023-04-02 00:34 | 0.0235 | 0.0272 | 14.6% | 0.0037
2023-04-02 00:35 | 0.0234 | 0.0272 | 15.02% | 0.0038
2023-04-02 00:36 | 0.0235 | 0.0272 | 14.6% | 0.0037
2023-04-02 00:37 | 0.0236 | 0.0273 | 14.54% | 0.0037
2023-04-02 00:38 | 0.0236 | 0.0273 | 14.54% | 0.0037
2023-04-02 00:39 | 0.0236 | 0.0272 | 14.17% | 0.0036
2023-04-02 00:40 | 0.0236 | 0.0273 | 14.54% | 0.0037
2023-04-02 00:41 | 0.0238 | 0.0272 | 13.33% | 0.0034
2023-04-02 00:42 | 0.0234 | 0.0273 | 15.38% | 0.0039
2023-04-02 00:43 | 0.0235 | 0.0273 | 14.96% | 0.0038
2023-04-02 00:44 | 0.0235 | 0.0271 | 14.23% | 0.0036
2023-04-02 00:45 | 0.0236 | 0.0272 | 14.17% | 0.0036
2023-04-02 00:46 | 0.0236 | 0.0273 | 14.54% | 0.0037
2023-04-02 00:47 | 0.0234 | 0.0273 | 15.38% | 0.0039
2023-04-02 00:48 | 0.0235 | 0.0274 | 15.32% | 0.0039
2023-04-02 00:49 | 0.0234 | 0.0272 | 15.02% | 0.0038
2023-04-02 00:50 | 0.0234 | 0.0273 | 15.38% | 0.0039
2023-04-02 00:51 | 0.0235 | 0.0273 | 14.96% | 0.0038
2023-04-02 00:52 | 0.0234 | 0.0275 | 16.11% | 0.0041
2023-04-02 00:53 | 0.0233 | 0.0274 | 16.17% | 0.0041
2023-04-02 00:54 | 0.0232 | 0.0274 | 16.6% | 0.0042
2023-04-02 00:55 | 0.0234 | 0.0274 | 15.75% | 0.004
2023-04-02 00:56 | 0.0233 | 0.0274 | 16.17% | 0.0041
2023-04-02 00:57 | 0.0232 | 0.0275 | 16.96% | 0.0043
2023-04-02 00:58 | 0.0234 | 0.0274 | 15.75% | 0.004
2023-04-02 00:59 | 0.0233 | 0.0274 | 16.17% | 0.0041
2023-04-02 01:00 | 0.0232 | 0.0274 | 16.6% | 0.0042
2023-04-02 01:01 | 0.0234 | 0.0273 | 15.38% | 0.0039
2023-04-02 01:02 | 0.0232 | 0.0274 | 16.6% | 0.0042
2023-04-02 01:03 | 0.0231 | 0.0275 | 17.39% | 0.0044
2023-04-02 01:04 | 0.0236 | 0.0274 | 14.9% | 0.0038
2023-04-02 01:05 | 0.0234 | 0.0274 | 15.75% | 0.004
2023-04-02 01:06 | 0.0233 | 0.0275 | 16.54% | 0.0042
2023-04-02 01:07 | 0.0232 | 0.0276 | 17.32% | 0.0044
2023-04-02 01:08 | 0.0234 | 0.0276 | 16.47% | 0.0042
2023-04-02 01:09 | 0.0232 | 0.0273 | 16.24% | 0.0041
2023-04-02 01:10 | 0.0233 | 0.0272 | 15.45% | 0.0039
2023-04-02 01:11 | 0.0233 | 0.0274 | 16.17% | 0.0041
2023-04-02 01:12 | 0.0235 | 0.0274 | 15.32% | 0.0039
2023-04-02 01:13 | 0.0233 | 0.0274 | 16.17% | 0.0041
2023-04-02 01:14 | 0.0234 | 0.0274 | 15.75% | 0.004
2023-04-02 01:15 | 0.0233 | 0.0273 | 15.81% | 0.004
2023-04-02 01:16 | 0.0233 | 0.0276 | 16.9% | 0.0043
2023-04-02 01:17 | 0.0233 | 0.0275 | 16.54% | 0.0042
2023-04-02 01:18 | 0.0232 | 0.0274 | 16.6% | 0.0042
2023-04-02 01:19 | 0.0232 | 0.0275 | 16.96% | 0.0043
2023-04-02 01:20 | 0.0235 | 0.0274 | 15.32% | 0.0039
2023-04-02 01:21 | 0.0234 | 0.0274 | 15.75% | 0.004
2023-04-02 01:22 | 0.0234 | 0.0275 | 16.11% | 0.0041
2023-04-02 01:23 | 0.0234 | 0.0274 | 15.75% | 0.004
2023-04-02 01:24 | 0.0234 | 0.0274 | 15.75% | 0.004
2023-04-02 01:25 | 0.0233 | 0.0274 | 16.17% | 0.0041
2023-04-02 01:26 | 0.0234 | 0.0275 | 16.11% | 0.0041
2023-04-02 01:27 | 0.0234 | 0.0272 | 15.02% | 0.0038
2023-04-02 01:28 | 0.0235 | 0.0275 | 15.69% | 0.004
2023-04-02 01:29 | 0.0236 | 0.0274 | 14.9% | 0.0038
2023-04-02 01:30 | 0.0235 | 0.0274 | 15.32% | 0.0039
2023-04-02 01:31 | 0.0234 | 0.0273 | 15.38% | 0.0039
2023-04-02 01:32 | 0.0234 | 0.0275 | 16.11% | 0.0041
2023-04-02 01:33 | 0.0233 | 0.0274 | 16.17% | 0.0041
2023-04-02 01:34 | 0.0235 | 0.0275 | 15.69% | 0.004
2023-04-02 01:35 | 0.0236 | 0.0275 | 15.26% | 0.0039
2023-04-02 01:36 | 0.0237 | 0.0272 | 13.75% | 0.0035
2023-04-02 01:37 | 0.0236 | 0.0274 | 14.9% | 0.0038
2023-04-02 01:38 | 0.0237 | 0.0274 | 14.48% | 0.0037
2023-04-02 01:39 | 0.0236 | 0.0274 | 14.9% | 0.0038
2023-04-02 01:40 | 0.0236 | 0.0273 | 14.54% | 0.0037
2023-04-02 01:41 | 0.0237 | 0.0272 | 13.75% | 0.0035
2023-04-02 01:42 | 0.0236 | 0.0273 | 14.54% | 0.0037
2023-04-02 01:43 | 0.0236 | 0.0272 | 14.17% | 0.0036
2023-04-02 01:44 | 0.0236 | 0.0275 | 15.26% | 0.0039
2023-04-02 01:45 | 0.0235 | 0.0273 | 14.96% | 0.0038
2023-04-02 01:46 | 0.0237 | 0.0274 | 14.48% | 0.0037
2023-04-02 01:47 | 0.0235 | 0.0276 | 16.05% | 0.0041
2023-04-02 01:48 | 0.0237 | 0.0275 | 14.84% | 0.0038
2023-04-02 01:49 | 0.0236 | 0.0274 | 14.9% | 0.0038
2023-04-02 01:50 | 0.0235 | 0.0274 | 15.32% | 0.0039
2023-04-02 01:51 | 0.0235 | 0.0273 | 14.96% | 0.0038
2023-04-02 01:52 | 0.0237 | 0.0275 | 14.84% | 0.0038
2023-04-02 01:53 | 0.0236 | 0.0275 | 15.26% | 0.0039
2023-04-02 01:54 | 0.0236 | 0.0275 | 15.26% | 0.0039
2023-04-02 01:55 | 0.0233 | 0.0275 | 16.54% | 0.0042
2023-04-02 01:56 | 0.0233 | 0.0275 | 16.54% | 0.0042
2023-04-02 01:57 | 0.0234 | 0.0275 | 16.11% | 0.0041
2023-04-02 01:58 | 0.0232 | 0.0275 | 16.96% | 0.0043
2023-04-02 01:59 | 0.0234 | 0.0276 | 16.47% | 0.0042
2023-04-02 02:00 | 0.0232 | 0.0275 | 16.96% | 0.0043
2023-04-02 02:01 | 0.0234 | 0.0275 | 16.11% | 0.0041
2023-04-02 02:02 | 0.0233 | 0.0275 | 16.54% | 0.0042
2023-04-02 02:03 | 0.0233 | 0.0275 | 16.54% | 0.0042
2023-04-02 02:04 | 0.0232 | 0.0275 | 16.96% | 0.0043
2023-04-02 02:05 | 0.0234 | 0.0275 | 16.11% | 0.0041
2023-04-02 02:06 | 0.0235 | 0.0274 | 15.32% | 0.0039
2023-04-02 02:07 | 0.0236 | 0.0273 | 14.54% | 0.0037
2023-04-02 02:08 | 0.0235 | 0.0272 | 14.6% | 0.0037
2023-04-02 02:09 | 0.0236 | 0.0274 | 14.9% | 0.0038
2023-04-02 02:10 | 0.0236 | 0.0274 | 14.9% | 0.0038
2023-04-02 02:11 | 0.0235 | 0.0274 | 15.32% | 0.0039
2023-04-02 02:12 | 0.0236 | 0.0275 | 15.26% | 0.0039
2023-04-02 02:13 | 0.0235 | 0.0275 | 15.69% | 0.004
2023-04-02 02:14 | 0.0235 | 0.0274 | 15.32% | 0.0039
2023-04-02 02:15 | 0.0236 | 0.0274 | 14.9% | 0.0038
2023-04-02 02:16 | 0.0237 | 0.0276 | 15.2% | 0.0039
2023-04-02 02:17 | 0.0236 | 0.0273 | 14.54% | 0.0037
2023-04-02 02:18 | 0.0236 | 0.0275 | 15.26% | 0.0039
2023-04-02 02:19 | 0.0234 | 0.0275 | 16.11% | 0.0041
2023-04-02 02:20 | 0.0235 | 0.0275 | 15.69% | 0.004
2023-04-02 02:21 | 0.0236 | 0.0274 | 14.9% | 0.0038
2023-04-02 02:22 | 0.0235 | 0.0275 | 15.69% | 0.004
2023-04-02 02:23 | 0.0234 | 0.0275 | 16.11% | 0.0041
2023-04-02 02:24 | 0.0236 | 0.0275 | 15.26% | 0.0039
2023-04-02 02:25 | 0.0234 | 0.0275 | 16.11% | 0.0041
2023-04-02 02:26 | 0.0234 | 0.0275 | 16.11% | 0.0041
2023-04-02 02:27 | 0.0236 | 0.0276 | 15.63% | 0.004
2023-04-02 02:28 | 0.0234 | 0.0274 | 15.75% | 0.004
2023-04-02 02:29 | 0.0237 | 0.0274 | 14.48% | 0.0037
2023-04-02 02:30 | 0.0235 | 0.0274 | 15.32% | 0.0039
2023-04-02 02:31 | 0.0235 | 0.0275 | 15.69% | 0.004
2023-04-02 02:32 | 0.0234 | 0.0273 | 15.38% | 0.0039
2023-04-02 02:33 | 0.0236 | 0.0276 | 15.63% | 0.004
2023-04-02 02:34 | 0.0236 | 0.0275 | 15.26% | 0.0039
2023-04-02 02:35 | 0.0236 | 0.0275 | 15.26% | 0.0039
2023-04-02 02:36 | 0.0237 | 0.0276 | 15.2% | 0.0039
2023-04-02 02:37 | 0.0236 | 0.0276 | 15.63% | 0.004
2023-04-02 02:38 | 0.0236 | 0.0275 | 15.26% | 0.0039
2023-04-02 02:39 | 0.0237 | 0.0275 | 14.84% | 0.0038
2023-04-02 02:40 | 0.0236 | 0.0275 | 15.26% | 0.0039
2023-04-02 02:41 | 0.0238 | 0.0275 | 14.42% | 0.0037
2023-04-02 02:42 | 0.0236 | 0.0272 | 14.17% | 0.0036
2023-04-02 02:43 | 0.0236 | 0.0273 | 14.54% | 0.0037
2023-04-02 02:44 | 0.0237 | 0.0274 | 14.48% | 0.0037
2023-04-02 02:45 | 0.0236 | 0.0273 | 14.54% | 0.0037
2023-04-02 02:46 | 0.0236 | 0.0274 | 14.9% | 0.0038
2023-04-02 02:47 | 0.0237 | 0.0275 | 14.84% | 0.0038
2023-04-02 02:48 | 0.0237 | 0.0275 | 14.84% | 0.0038
2023-04-02 02:49 | 0.0236 | 0.0275 | 15.26% | 0.0039
2023-04-02 02:50 | 0.0237 | 0.0274 | 14.48% | 0.0037
2023-04-02 02:51 | 0.0237 | 0.0277 | 15.56% | 0.004
2023-04-02 02:52 | 0.0236 | 0.0275 | 15.26% | 0.0039
2023-04-02 02:53 | 0.0236 | 0.0276 | 15.63% | 0.004
2023-04-02 02:54 | 0.0236 | 0.0277 | 15.98% | 0.0041
2023-04-02 02:55 | 0.0236 | 0.0274 | 14.9% | 0.0038
2023-04-02 02:56 | 0.0235 | 0.0275 | 15.69% | 0.004
2023-04-02 02:57 | 0.0235 | 0.0275 | 15.69% | 0.004
2023-04-02 02:58 | 0.0234 | 0.0276 | 16.47% | 0.0042
2023-04-02 02:59 | 0.0233 | 0.0275 | 16.54% | 0.0042
2023-04-02 03:00 | 0.0233 | 0.0275 | 16.54% | 0.0042
2023-04-02 03:01 | 0.0232 | 0.0276 | 17.32% | 0.0044
2023-04-02 03:02 | 0.0232 | 0.0275 | 16.96% | 0.0043
2023-04-02 03:03 | 0.0233 | 0.0276 | 16.9% | 0.0043
2023-04-02 03:04 | 0.0234 | 0.0276 | 16.47% | 0.0042
2023-04-02 03:05 | 0.0234 | 0.0277 | 16.83% | 0.0043
2023-04-02 03:06 | 0.0232 | 0.0275 | 16.96% | 0.0043
2023-04-02 03:07 | 0.0233 | 0.0276 | 16.9% | 0.0043
2023-04-02 03:08 | 0.0233 | 0.0273 | 15.81% | 0.004
2023-04-02 03:09 | 0.0236 | 0.0274 | 14.9% | 0.0038
2023-04-02 03:10 | 0.0234 | 0.0275 | 16.11% | 0.0041
2023-04-02 03:11 | 0.0236 | 0.0273 | 14.54% | 0.0037
2023-04-02 03:12 | 0.0236 | 0.0274 | 14.9% | 0.0038
2023-04-02 03:13 | 0.0237 | 0.0274 | 14.48% | 0.0037
2023-04-02 03:14 | 0.0235 | 0.0274 | 15.32% | 0.0039
2023-04-02 03:15 | 0.0236 | 0.0274 | 14.9% | 0.0038
2023-04-02 03:16 | 0.0237 | 0.0274 | 14.48% | 0.0037
2023-04-02 03:17 | 0.0235 | 0.0272 | 14.6% | 0.0037
2023-04-02 03:18 | 0.0236 | 0.0273 | 14.54% | 0.0037
2023-04-02 03:19 | 0.0235 | 0.0272 | 14.6% | 0.0037
2023-04-02 03:20 | 0.0234 | 0.0273 | 15.38% | 0.0039
2023-04-02 03:21 | 0.0234 | 0.0276 | 16.47% | 0.0042
2023-04-02 03:22 | 0.0233 | 0.0274 | 16.17% | 0.0041
2023-04-02 03:23 | 0.0236 | 0.0274 | 14.9% | 0.0038
2023-04-02 03:24 | 0.0234 | 0.0276 | 16.47% | 0.0042
2023-04-02 03:25 | 0.0234 | 0.0273 | 15.38% | 0.0039
2023-04-02 03:26 | 0.0235 | 0.0275 | 15.69% | 0.004
2023-04-02 03:27 | 0.0233 | 0.0278 | 17.61% | 0.0045
2023-04-02 03:28 | 0.0234 | 0.0277 | 16.83% | 0.0043
2023-04-02 03:29 | 0.0233 | 0.0278 | 17.61% | 0.0045
2023-04-02 03:30 | 0.0233 | 0.0277 | 17.25% | 0.0044
2023-04-02 03:31 | 0.0234 | 0.0277 | 16.83% | 0.0043
2023-04-02 03:32 | 0.0234 | 0.0278 | 17.19% | 0.0044
2023-04-02 03:33 | 0.0232 | 0.0278 | 18.04% | 0.0046
2023-04-02 03:34 | 0.0235 | 0.0277 | 16.41% | 0.0042
2023-04-02 03:35 | 0.0234 | 0.0277 | 16.83% | 0.0043
2023-04-02 03:36 | 0.0232 | 0.0277 | 17.68% | 0.0045
2023-04-02 03:37 | 0.0232 | 0.0277 | 17.68% | 0.0045
2023-04-02 03:38 | 0.0233 | 0.0276 | 16.9% | 0.0043
2023-04-02 03:39 | 0.0233 | 0.0276 | 16.9% | 0.0043
2023-04-02 03:40 | 0.0233 | 0.0277 | 17.25% | 0.0044
2023-04-02 03:41 | 0.0233 | 0.0277 | 17.25% | 0.0044
2023-04-02 03:42 | 0.0234 | 0.0278 | 17.19% | 0.0044
2023-04-02 03:43 | 0.0234 | 0.0275 | 16.11% | 0.0041
2023-04-02 03:44 | 0.0235 | 0.0274 | 15.32% | 0.0039
2023-04-02 03:45 | 0.0236 | 0.0274 | 14.9% | 0.0038
2023-04-02 03:46 | 0.0237 | 0.0276 | 15.2% | 0.0039
2023-04-02 03:47 | 0.0237 | 0.0275 | 14.84% | 0.0038
2023-04-02 03:48 | 0.0237 | 0.0275 | 14.84% | 0.0038
2023-04-02 03:49 | 0.0236 | 0.0278 | 16.34% | 0.0042
2023-04-02 03:50 | 0.0236 | 0.0276 | 15.63% | 0.004
2023-04-02 03:51 | 0.0234 | 0.0277 | 16.83% | 0.0043
2023-04-02 03:52 | 0.0235 | 0.0276 | 16.05% | 0.0041
2023-04-02 03:53 | 0.0235 | 0.0274 | 15.32% | 0.0039
2023-04-02 03:54 | 0.0234 | 0.0276 | 16.47% | 0.0042
2023-04-02 03:55 | 0.0235 | 0.0275 | 15.69% | 0.004
2023-04-02 03:56 | 0.0237 | 0.0276 | 15.2% | 0.0039
2023-04-02 03:57 | 0.0234 | 0.0276 | 16.47% | 0.0042
2023-04-02 03:58 | 0.0234 | 0.0275 | 16.11% | 0.0041
2023-04-02 03:59 | 0.0234 | 0.0276 | 16.47% | 0.0042
2023-04-02 04:00 | 0.0235 | 0.0276 | 16.05% | 0.0041
2023-04-02 04:01 | 0.0234 | 0.0274 | 15.75% | 0.004
2023-04-02 04:02 | 0.0234 | 0.0275 | 16.11% | 0.0041
2023-04-02 04:03 | 0.0233 | 0.0274 | 16.17% | 0.0041
2023-04-02 04:04 | 0.0232 | 0.0276 | 17.32% | 0.0044
2023-04-02 04:05 | 0.0235 | 0.0276 | 16.05% | 0.0041
2023-04-02 04:06 | 0.0233 | 0.0277 | 17.25% | 0.0044
2023-04-02 04:07 | 0.0232 | 0.0275 | 16.96% | 0.0043
2023-04-02 04:08 | 0.0234 | 0.0275 | 16.11% | 0.0041
2023-04-02 04:09 | 0.0233 | 0.0276 | 16.9% | 0.0043
2023-04-02 04:10 | 0.0232 | 0.0274 | 16.6% | 0.0042
2023-04-02 04:11 | 0.0234 | 0.0276 | 16.47% | 0.0042
2023-04-02 04:12 | 0.0234 | 0.0277 | 16.83% | 0.0043
2023-04-02 04:13 | 0.0234 | 0.0275 | 16.11% | 0.0041
2023-04-02 04:14 | 0.0236 | 0.0275 | 15.26% | 0.0039
2023-04-02 04:15 | 0.0235 | 0.0276 | 16.05% | 0.0041
2023-04-02 04:16 | 0.0236 | 0.0277 | 15.98% | 0.0041
2023-04-02 04:17 | 0.0233 | 0.0276 | 16.9% | 0.0043
2023-04-02 04:18 | 0.0235 | 0.0276 | 16.05% | 0.0041
2023-04-02 04:19 | 0.0235 | 0.0275 | 15.69% | 0.004
2023-04-02 04:20 | 0.0235 | 0.0275 | 15.69% | 0.004
2023-04-02 04:21 | 0.0234 | 0.0275 | 16.11% | 0.0041
2023-04-02 04:22 | 0.0233 | 0.0274 | 16.17% | 0.0041
2023-04-02 04:23 | 0.0234 | 0.0275 | 16.11% | 0.0041
2023-04-02 04:24 | 0.0234 | 0.0274 | 15.75% | 0.004
2023-04-02 04:25 | 0.0234 | 0.0276 | 16.47% | 0.0042
2023-04-02 04:26 | 0.0235 | 0.0275 | 15.69% | 0.004
2023-04-02 04:27 | 0.0234 | 0.0275 | 16.11% | 0.0041
2023-04-02 04:28 | 0.0234 | 0.0274 | 15.75% | 0.004
2023-04-02 04:29 | 0.0235 | 0.0276 | 16.05% | 0.0041
2023-04-02 04:30 | 0.0235 | 0.0276 | 16.05% | 0.0041
2023-04-02 04:31 | 0.0234 | 0.0275 | 16.11% | 0.0041
2023-04-02 04:32 | 0.0236 | 0.0274 | 14.9% | 0.0038
2023-04-02 04:33 | 0.0234 | 0.0275 | 16.11% | 0.0041
2023-04-02 04:34 | 0.0235 | 0.0276 | 16.05% | 0.0041
2023-04-02 04:35 | 0.0237 | 0.0274 | 14.48% | 0.0037
2023-04-02 04:36 | 0.0235 | 0.0275 | 15.69% | 0.004
2023-04-02 04:37 | 0.0234 | 0.0276 | 16.47% | 0.0042
2023-04-02 04:38 | 0.0234 | 0.0274 | 15.75% | 0.004
2023-04-02 04:39 | 0.0236 | 0.0275 | 15.26% | 0.0039
2023-04-02 04:40 | 0.0234 | 0.0274 | 15.75% | 0.004
2023-04-02 04:41 | 0.0235 | 0.0275 | 15.69% | 0.004
2023-04-02 04:42 | 0.0236 | 0.0274 | 14.9% | 0.0038
2023-04-02 04:43 | 0.0234 | 0.0273 | 15.38% | 0.0039
2023-04-02 04:44 | 0.0233 | 0.0272 | 15.45% | 0.0039
2023-04-02 04:45 | 0.0233 | 0.0274 | 16.17% | 0.0041
2023-04-02 04:46 | 0.0235 | 0.0274 | 15.32% | 0.0039
2023-04-02 04:47 | 0.0236 | 0.0275 | 15.26% | 0.0039
2023-04-02 04:48 | 0.0234 | 0.0274 | 15.75% | 0.004
2023-04-02 04:49 | 0.0234 | 0.027 | 14.29% | 0.0036
2023-04-02 04:50 | 0.0232 | 0.0272 | 15.87% | 0.004
2023-04-02 04:51 | 0.0235 | 0.027 | 13.86% | 0.0035
2023-04-02 04:52 | 0.0235 | 0.0272 | 14.6% | 0.0037
2023-04-02 04:53 | 0.0235 | 0.027 | 13.86% | 0.0035
2023-04-02 04:54 | 0.0235 | 0.0269 | 13.49% | 0.0034
2023-04-02 04:55 | 0.0235 | 0.0271 | 14.23% | 0.0036
2023-04-02 04:56 | 0.0235 | 0.0271 | 14.23% | 0.0036
2023-04-02 04:57 | 0.0234 | 0.0272 | 15.02% | 0.0038
2023-04-02 04:58 | 0.0235 | 0.0275 | 15.69% | 0.004
2023-04-02 04:59 | 0.0234 | 0.0277 | 16.83% | 0.0043
2023-04-02 05:00 | 0.0234 | 0.0275 | 16.11% | 0.0041
2023-04-02 05:01 | 0.0236 | 0.0274 | 14.9% | 0.0038
2023-04-02 05:02 | 0.0235 | 0.0276 | 16.05% | 0.0041
2023-04-02 05:03 | 0.0234 | 0.0275 | 16.11% | 0.0041
2023-04-02 05:04 | 0.0235 | 0.0274 | 15.32% | 0.0039
2023-04-02 05:05 | 0.0234 | 0.0275 | 16.11% | 0.0041
2023-04-02 05:06 | 0.0234 | 0.0275 | 16.11% | 0.0041
2023-04-02 05:07 | 0.0234 | 0.0276 | 16.47% | 0.0042
2023-04-02 05:08 | 0.0233 | 0.0276 | 16.9% | 0.0043
2023-04-02 05:09 | 0.0234 | 0.0275 | 16.11% | 0.0041
2023-04-02 05:10 | 0.0233 | 0.0274 | 16.17% | 0.0041
2023-04-02 05:11 | 0.0233 | 0.0275 | 16.54% | 0.0042
2023-04-02 05:12 | 0.0234 | 0.0272 | 15.02% | 0.0038
2023-04-02 05:13 | 0.0233 | 0.0274 | 16.17% | 0.0041
2023-04-02 05:14 | 0.0233 | 0.0274 | 16.17% | 0.0041
2023-04-02 05:15 | 0.0233 | 0.0275 | 16.54% | 0.0042
2023-04-02 05:16 | 0.0233 | 0.0274 | 16.17% | 0.0041
2023-04-02 05:17 | 0.0232 | 0.0275 | 16.96% | 0.0043
2023-04-02 05:18 | 0.0234 | 0.0276 | 16.47% | 0.0042
2023-04-02 05:19 | 0.0235 | 0.0275 | 15.69% | 0.004
2023-04-02 05:20 | 0.0233 | 0.0274 | 16.17% | 0.0041
2023-04-02 05:21 | 0.0233 | 0.0275 | 16.54% | 0.0042
2023-04-02 05:22 | 0.0235 | 0.0274 | 15.32% | 0.0039
2023-04-02 05:23 | 0.0234 | 0.0274 | 15.75% | 0.004
2023-04-02 05:24 | 0.0234 | 0.0274 | 15.75% | 0.004
2023-04-02 05:25 | 0.0235 | 0.0274 | 15.32% | 0.0039
2023-04-02 05:26 | 0.0233 | 0.0274 | 16.17% | 0.0041
2023-04-02 05:27 | 0.0232 | 0.0275 | 16.96% | 0.0043
2023-04-02 05:28 | 0.0235 | 0.0273 | 14.96% | 0.0038
2023-04-02 05:29 | 0.0233 | 0.0274 | 16.17% | 0.0041
2023-04-02 05:30 | 0.0234 | 0.0274 | 15.75% | 0.004
2023-04-02 05:31 | 0.0233 | 0.0274 | 16.17% | 0.0041
2023-04-02 05:32 | 0.0235 | 0.0275 | 15.69% | 0.004
2023-04-02 05:33 | 0.0235 | 0.0274 | 15.32% | 0.0039
2023-04-02 05:34 | 0.0234 | 0.0273 | 15.38% | 0.0039
2023-04-02 05:35 | 0.0234 | 0.0273 | 15.38% | 0.0039
2023-04-02 05:36 | 0.0234 | 0.0273 | 15.38% | 0.0039
2023-04-02 05:37 | 0.0234 | 0.0274 | 15.75% | 0.004
2023-04-02 05:38 | 0.0234 | 0.0272 | 15.02% | 0.0038
2023-04-02 05:39 | 0.0233 | 0.0273 | 15.81% | 0.004
2023-04-02 05:40 | 0.0234 | 0.0273 | 15.38% | 0.0039
2023-04-02 05:41 | 0.0233 | 0.0274 | 16.17% | 0.0041
2023-04-02 05:42 | 0.0235 | 0.0272 | 14.6% | 0.0037
2023-04-02 05:43 | 0.0234 | 0.0273 | 15.38% | 0.0039
2023-04-02 05:44 | 0.0236 | 0.0271 | 13.81% | 0.0035
2023-04-02 05:45 | 0.0234 | 0.0272 | 15.02% | 0.0038
2023-04-02 05:46 | 0.0235 | 0.0273 | 14.96% | 0.0038
2023-04-02 05:47 | 0.0235 | 0.0273 | 14.96% | 0.0038
2023-04-02 05:48 | 0.0235 | 0.0272 | 14.6% | 0.0037
2023-04-02 05:49 | 0.0234 | 0.0272 | 15.02% | 0.0038
2023-04-02 05:50 | 0.0233 | 0.027 | 14.71% | 0.0037
2023-04-02 05:51 | 0.0234 | 0.0271 | 14.65% | 0.0037
2023-04-02 05:52 | 0.0234 | 0.0272 | 15.02% | 0.0038
2023-04-02 05:53 | 0.0234 | 0.0273 | 15.38% | 0.0039
2023-04-02 05:54 | 0.0233 | 0.0272 | 15.45% | 0.0039
2023-04-02 05:55 | 0.0234 | 0.0273 | 15.38% | 0.0039
2023-04-02 05:56 | 0.0235 | 0.0272 | 14.6% | 0.0037
2023-04-02 05:57 | 0.0234 | 0.0273 | 15.38% | 0.0039
2023-04-02 05:58 | 0.0232 | 0.0273 | 16.24% | 0.0041
2023-04-02 05:59 | 0.0232 | 0.0272 | 15.87% | 0.004
2023-04-02 06:00 | 0.0232 | 0.027 | 15.14% | 0.0038
2023-04-02 06:01 | 0.0234 | 0.0272 | 15.02% | 0.0038
2023-04-02 06:02 | 0.0232 | 0.0272 | 15.87% | 0.004
2023-04-02 06:03 | 0.0231 | 0.0273 | 16.67% | 0.0042
2023-04-02 06:04 | 0.0232 | 0.0271 | 15.51% | 0.0039
2023-04-02 06:05 | 0.0232 | 0.027 | 15.14% | 0.0038
2023-04-02 06:06 | 0.0233 | 0.0271 | 15.08% | 0.0038
2023-04-02 06:07 | 0.0232 | 0.0273 | 16.24% | 0.0041
2023-04-02 06:08 | 0.0232 | 0.0272 | 15.87% | 0.004
2023-04-02 06:09 | 0.0231 | 0.0272 | 16.3% | 0.0041
2023-04-02 06:10 | 0.0231 | 0.0272 | 16.3% | 0.0041
2023-04-02 06:11 | 0.0229 | 0.0272 | 17.17% | 0.0043
2023-04-02 06:12 | 0.023 | 0.0273 | 17.1% | 0.0043
2023-04-02 06:13 | 0.0232 | 0.0272 | 15.87% | 0.004
2023-04-02 06:14 | 0.0231 | 0.0271 | 15.94% | 0.004
2023-04-02 06:15 | 0.023 | 0.0274 | 17.46% | 0.0044
2023-04-02 06:16 | 0.0232 | 0.027 | 15.14% | 0.0038
2023-04-02 06:17 | 0.0231 | 0.0271 | 15.94% | 0.004
2023-04-02 06:18 | 0.0232 | 0.0271 | 15.51% | 0.0039
2023-04-02 06:19 | 0.0231 | 0.0272 | 16.3% | 0.0041
2023-04-02 06:20 | 0.0232 | 0.0271 | 15.51% | 0.0039
2023-04-02 06:21 | 0.0231 | 0.0271 | 15.94% | 0.004
2023-04-02 06:22 | 0.0233 | 0.0272 | 15.45% | 0.0039
2023-04-02 06:23 | 0.0232 | 0.0271 | 15.51% | 0.0039
2023-04-02 06:24 | 0.0232 | 0.0271 | 15.51% | 0.0039
2023-04-02 06:25 | 0.0232 | 0.0272 | 15.87% | 0.004
2023-04-02 06:26 | 0.0232 | 0.0271 | 15.51% | 0.0039
2023-04-02 06:27 | 0.0231 | 0.0271 | 15.94% | 0.004
2023-04-02 06:28 | 0.0229 | 0.0269 | 16.06% | 0.004
2023-04-02 06:29 | 0.0231 | 0.0268 | 14.83% | 0.0037
2023-04-02 06:30 | 0.0228 | 0.0268 | 16.13% | 0.004
2023-04-02 06:31 | 0.0229 | 0.027 | 16.43% | 0.0041
2023-04-02 06:32 | 0.023 | 0.0268 | 15.26% | 0.0038
2023-04-02 06:33 | 0.0229 | 0.0268 | 15.69% | 0.0039
2023-04-02 06:34 | 0.0231 | 0.027 | 15.57% | 0.0039
2023-04-02 06:35 | 0.0231 | 0.0269 | 15.2% | 0.0038
2023-04-02 06:36 | 0.023 | 0.0269 | 15.63% | 0.0039
2023-04-02 06:37 | 0.023 | 0.0269 | 15.63% | 0.0039
2023-04-02 06:38 | 0.0232 | 0.027 | 15.14% | 0.0038
2023-04-02 06:39 | 0.0233 | 0.027 | 14.71% | 0.0037
2023-04-02 06:40 | 0.0231 | 0.027 | 15.57% | 0.0039
2023-04-02 06:41 | 0.0232 | 0.0269 | 14.77% | 0.0037
2023-04-02 06:42 | 0.023 | 0.0272 | 16.73% | 0.0042
2023-04-02 06:43 | 0.0231 | 0.027 | 15.57% | 0.0039
2023-04-02 06:44 | 0.0231 | 0.0271 | 15.94% | 0.004
2023-04-02 06:45 | 0.0232 | 0.0272 | 15.87% | 0.004
2023-04-02 06:46 | 0.0232 | 0.027 | 15.14% | 0.0038
2023-04-02 06:47 | 0.0231 | 0.0269 | 15.2% | 0.0038
2023-04-02 06:48 | 0.0232 | 0.0271 | 15.51% | 0.0039
2023-04-02 06:49 | 0.0232 | 0.0271 | 15.51% | 0.0039
2023-04-02 06:50 | 0.023 | 0.0268 | 15.26% | 0.0038
2023-04-02 06:51 | 0.023 | 0.0269 | 15.63% | 0.0039
2023-04-02 06:52 | 0.023 | 0.0267 | 14.89% | 0.0037
2023-04-02 06:53 | 0.0231 | 0.0266 | 14.08% | 0.0035
2023-04-02 06:54 | 0.023 | 0.0267 | 14.89% | 0.0037
2023-04-02 06:55 | 0.0231 | 0.0267 | 14.46% | 0.0036
2023-04-02 06:56 | 0.0233 | 0.0269 | 14.34% | 0.0036
2023-04-02 06:57 | 0.0232 | 0.0269 | 14.77% | 0.0037
2023-04-02 06:58 | 0.0232 | 0.0269 | 14.77% | 0.0037
2023-04-02 06:59 | 0.0232 | 0.0268 | 14.4% | 0.0036
2023-04-02 07:00 | 0.023 | 0.0269 | 15.63% | 0.0039
2023-04-02 07:01 | 0.023 | 0.027 | 16% | 0.004
2023-04-02 07:02 | 0.0232 | 0.0268 | 14.4% | 0.0036
2023-04-02 07:03 | 0.0231 | 0.0268 | 14.83% | 0.0037
2023-04-02 07:04 | 0.0229 | 0.027 | 16.43% | 0.0041
2023-04-02 07:05 | 0.0231 | 0.0268 | 14.83% | 0.0037
2023-04-02 07:06 | 0.023 | 0.0268 | 15.26% | 0.0038
2023-04-02 07:07 | 0.0229 | 0.0269 | 16.06% | 0.004
2023-04-02 07:08 | 0.0231 | 0.0271 | 15.94% | 0.004
2023-04-02 07:09 | 0.0231 | 0.0269 | 15.2% | 0.0038
2023-04-02 07:10 | 0.0232 | 0.0272 | 15.87% | 0.004
2023-04-02 07:11 | 0.0231 | 0.027 | 15.57% | 0.0039
2023-04-02 07:12 | 0.023 | 0.0268 | 15.26% | 0.0038
2023-04-02 07:13 | 0.0232 | 0.0272 | 15.87% | 0.004
2023-04-02 07:14 | 0.0231 | 0.027 | 15.57% | 0.0039
2023-04-02 07:15 | 0.023 | 0.0271 | 16.37% | 0.0041
2023-04-02 07:16 | 0.0231 | 0.0271 | 15.94% | 0.004
2023-04-02 07:17 | 0.0229 | 0.0271 | 16.8% | 0.0042
2023-04-02 07:18 | 0.0228 | 0.0272 | 17.6% | 0.0044
2023-04-02 07:19 | 0.0231 | 0.027 | 15.57% | 0.0039
2023-04-02 07:20 | 0.023 | 0.0271 | 16.37% | 0.0041
2023-04-02 07:21 | 0.0229 | 0.0271 | 16.8% | 0.0042
2023-04-02 07:22 | 0.023 | 0.027 | 16% | 0.004
2023-04-02 07:23 | 0.0231 | 0.027 | 15.57% | 0.0039
2023-04-02 07:24 | 0.0232 | 0.0271 | 15.51% | 0.0039
2023-04-02 07:25 | 0.023 | 0.027 | 16% | 0.004
2023-04-02 07:26 | 0.023 | 0.0268 | 15.26% | 0.0038
2023-04-02 07:27 | 0.0231 | 0.0268 | 14.83% | 0.0037
2023-04-02 07:28 | 0.0233 | 0.0268 | 13.97% | 0.0035
2023-04-02 07:29 | 0.0232 | 0.0269 | 14.77% | 0.0037
2023-04-02 07:30 | 0.235 | 0.2222 | -5.599% | -0.0128
2023-04-02 07:31 | 0.3867 | 0.3656 | -5.609% | -0.0211
2023-04-02 07:32 | 0.597 | 0.5887 | -1.4% | -0.0083
2023-04-02 07:33 | 0.6496 | 0.6394 | -1.583% | -0.0102
2023-04-02 07:34 | 0.6389 | 0.6292 | -1.53% | -0.0097
2023-04-02 07:35 | 0.6657 | 0.655 | -1.62% | -0.0107
2023-04-02 07:36 | 0.8466 | 0.83 | -1.98% | -0.0166
2023-04-02 07:37 | 1.0711 | 1.0476 | -2.218% | -0.0235
2023-04-02 07:38 | 1.1683 | 1.1421 | -2.268% | -0.0262
2023-04-02 07:39 | 1.1969 | 1.1702 | -2.256% | -0.0267
2023-04-02 07:40 | 1.1392 | 1.1142 | -2.219% | -0.025
2023-04-02 07:41 | 1.105 | 1.0812 | -2.177% | -0.0238
2023-04-02 07:42 | 1.0562 | 1.0336 | -2.163% | -0.0226
2023-04-02 07:43 | 0.979 | 0.9587 | -2.095% | -0.0203
2023-04-02 07:44 | 0.9812 | 0.961 | -2.08% | -0.0202
2023-04-02 07:45 | 0.9131 | 0.8949 | -2.013% | -0.0182
2023-04-02 07:46 | 0.8906 | 0.8729 | -2.007% | -0.0177
2023-04-02 07:47 | 0.8805 | 0.8634 | -1.961% | -0.0171
2023-04-02 07:48 | 0.8687 | 0.8522 | -1.918% | -0.0165
2023-04-02 07:49 | 0.8533 | 0.8369 | -1.941% | -0.0164
2023-04-02 07:50 | 0.8433 | 0.8273 | -1.915% | -0.016
2023-04-02 07:51 | 0.8349 | 0.8189 | -1.935% | -0.016
2023-04-02 07:52 | 0.8307 | 0.8149 | -1.92% | -0.0158
2023-04-02 07:53 | 0.829 | 0.8132 | -1.924% | -0.0158
2023-04-02 07:54 | 0.8221 | 0.8063 | -1.941% | -0.0158
2023-04-02 07:55 | 0.8173 | 0.8015 | -1.952% | -0.0158
2023-04-02 07:56 | 0.8154 | 0.7999 | -1.919% | -0.0155
2023-04-02 07:57 | 0.8145 | 0.7988 | -1.946% | -0.0157
2023-04-02 07:58 | 0.8132 | 0.7975 | -1.949% | -0.0157
2023-04-02 07:59 | 0.8131 | 0.7973 | -1.962% | -0.0158
2023-04-02 08:00 | 0.8126 | 0.7968 | -1.963% | -0.0158
2023-04-02 08:01 | 0.8394 | 0.8229 | -1.985% | -0.0165
2023-04-02 08:02 | 0.824 | 0.8081 | -1.948% | -0.0159
2023-04-02 08:03 | 0.8058 | 0.7905 | -1.917% | -0.0153
2023-04-02 08:04 | 0.7471 | 0.7337 | -1.81% | -0.0134
2023-04-02 08:05 | 0.752 | 0.7386 | -1.798% | -0.0134
2023-04-02 08:06 | 0.6968 | 0.6853 | -1.664% | -0.0115
2023-04-02 08:07 | 0.6936 | 0.6825 | -1.613% | -0.0111
2023-04-02 08:08 | 0.6965 | 0.6853 | -1.621% | -0.0112
2023-04-02 08:09 | 0.6977 | 0.6866 | -1.604% | -0.0111
2023-04-02 08:10 | 0.7011 | 0.6897 | -1.639% | -0.0114
2023-04-02 08:11 | 0.6818 | 0.6712 | -1.567% | -0.0106
2023-04-02 08:12 | 0.649 | 0.6395 | -1.475% | -0.0095
2023-04-02 08:13 | 0.6383 | 0.6289 | -1.484% | -0.0094
2023-04-02 08:14 | 0.6351 | 0.6258 | -1.475% | -0.0093
2023-04-02 08:15 | 0.6342 | 0.6249 | -1.477% | -0.0093
2023-04-02 08:16 | 0.634 | 0.625 | -1.43% | -0.009
2023-04-02 08:17 | 0.6275 | 0.6188 | -1.396% | -0.0087
2023-04-02 08:18 | 0.6197 | 0.6111 | -1.397% | -0.0086
2023-04-02 08:19 | 0.6118 | 0.6031 | -1.432% | -0.0087
2023-04-02 08:20 | 0.6119 | 0.6029 | -1.482% | -0.009
2023-04-02 08:21 | 0.6616 | 0.6514 | -1.554% | -0.0102
2023-04-02 08:22 | 0.663 | 0.6527 | -1.566% | -0.0103
2023-04-02 08:23 | 0.6622 | 0.652 | -1.552% | -0.0102
2023-04-02 08:24 | 0.6607 | 0.6501 | -1.617% | -0.0106
2023-04-02 08:25 | 0.6604 | 0.6497 | -1.633% | -0.0107
2023-04-02 08:26 | 0.6593 | 0.6489 | -1.59% | -0.0104
2023-04-02 08:27 | 0.6585 | 0.648 | -1.607% | -0.0105
2023-04-02 08:28 | 0.658 | 0.6478 | -1.562% | -0.0102
2023-04-02 08:29 | 0.6583 | 0.6483 | -1.531% | -0.01
2023-04-02 08:30 | 0.6609 | 0.651 | -1.509% | -0.0099
2023-04-02 08:31 | 0.6686 | 0.6581 | -1.583% | -0.0105
2023-04-02 08:32 | 0.6714 | 0.6609 | -1.576% | -0.0105
2023-04-02 08:33 | 0.6749 | 0.6642 | -1.598% | -0.0107
2023-04-02 08:34 | 0.6816 | 0.6707 | -1.612% | -0.0109
2023-04-02 08:35 | 0.6947 | 0.683 | -1.698% | -0.0117
2023-04-02 08:36 | 0.6968 | 0.6852 | -1.679% | -0.0116
2023-04-02 08:37 | 0.6935 | 0.6824 | -1.613% | -0.0111
2023-04-02 08:38 | 0.6406 | 0.6311 | -1.494% | -0.0095
2023-04-02 08:39 | 0.6355 | 0.6263 | -1.458% | -0.0092
2023-04-02 08:40 | 0.6332 | 0.624 | -1.464% | -0.0092
2023-04-02 08:41 | 0.6344 | 0.625 | -1.493% | -0.0094
2023-04-02 08:42 | 0.6352 | 0.6258 | -1.491% | -0.0094
2023-04-02 08:43 | 0.632 | 0.6224 | -1.531% | -0.0096
2023-04-02 08:44 | 0.6243 | 0.6153 | -1.452% | -0.009
2023-04-02 08:45 | 0.6182 | 0.6092 | -1.467% | -0.009
2023-04-02 08:46 | 0.6109 | 0.6022 | -1.434% | -0.0087
2023-04-02 08:47 | 0.6068 | 0.5983 | -1.411% | -0.0085
2023-04-02 08:48 | 0.6023 | 0.5941 | -1.371% | -0.0082
2023-04-02 08:49 | 0.6514 | 0.6411 | -1.594% | -0.0103
2023-04-02 08:50 | 0.6703 | 0.6595 | -1.624% | -0.0108
2023-04-02 08:51 | 0.6712 | 0.6603 | -1.637% | -0.0109
2023-04-02 08:52 | 0.6658 | 0.655 | -1.635% | -0.0108
2023-04-02 08:53 | 0.6638 | 0.6533 | -1.594% | -0.0105
2023-04-02 08:54 | 0.6616 | 0.6511 | -1.6% | -0.0105
2023-04-02 08:55 | 0.6616 | 0.6511 | -1.6% | -0.0105
2023-04-02 08:56 | 0.6619 | 0.6516 | -1.568% | -0.0103
2023-04-02 08:57 | 0.662 | 0.6517 | -1.568% | -0.0103
2023-04-02 08:58 | 0.6611 | 0.6509 | -1.555% | -0.0102
2023-04-02 08:59 | 0.6655 | 0.6552 | -1.56% | -0.0103
2023-04-02 09:00 | 0.6731 | 0.6625 | -1.587% | -0.0106
2023-04-02 09:01 | 0.6752 | 0.6648 | -1.552% | -0.0104
2023-04-02 09:02 | 0.6797 | 0.6689 | -1.602% | -0.0108
2023-04-02 09:03 | 0.6912 | 0.68 | -1.634% | -0.0112
2023-04-02 09:04 | 0.6731 | 0.6622 | -1.633% | -0.0109
2023-04-02 09:05 | 0.6379 | 0.6282 | -1.532% | -0.0097
2023-04-02 09:06 | 0.6405 | 0.6309 | -1.51% | -0.0096
2023-04-02 09:07 | 0.6401 | 0.6305 | -1.511% | -0.0096
2023-04-02 09:08 | 0.6403 | 0.6308 | -1.495% | -0.0095
2023-04-02 09:09 | 0.6423 | 0.6324 | -1.553% | -0.0099
2023-04-02 09:10 | 0.58 | 0.5727 | -1.267% | -0.0073
2023-04-02 09:11 | 0.5618 | 0.555 | -1.218% | -0.0068
2023-04-02 09:12 | 0.6429 | 0.6333 | -1.504% | -0.0096
2023-04-02 09:13 | 0.4275 | 0.4257 | -0.4219% | -0.0018
2023-04-02 09:14 | 0.1666 | 0.1647 | -1.147% | -0.0019
2023-04-02 09:15 | 0.0508 | 0.0509 | 0.1967% | 0.0001
2023-04-02 09:16 | 0.2456 | 0.2339 | -4.88% | -0.0117
2023-04-02 09:17 | 0.6659 | 0.6566 | -1.406% | -0.0093
2023-04-02 09:18 | 0.1242 | 0.1211 | -2.528% | -0.0031
2023-04-02 09:19 | 0.0978 | 0.0945 | -3.432% | -0.0033
2023-04-02 09:20 | 0.369 | 0.3524 | -4.602% | -0.0166
2023-04-02 09:21 | 0.6758 | 0.6658 | -1.491% | -0.01
2023-04-02 09:22 | 0.729 | 0.7172 | -1.632% | -0.0118
2023-04-02 09:23 | 0.798 | 0.7837 | -1.808% | -0.0143
2023-04-02 09:24 | 0.8866 | 0.8697 | -1.925% | -0.0169
2023-04-02 09:25 | 0.9132 | 0.8954 | -1.968% | -0.0178
2023-04-02 09:26 | 0.9098 | 0.8918 | -1.998% | -0.018
2023-04-02 09:27 | 0.8448 | 0.8288 | -1.912% | -0.016
2023-04-02 09:28 | 0.8466 | 0.8309 | -1.872% | -0.0157
2023-04-02 09:29 | 0.8464 | 0.8304 | -1.908% | -0.016
2023-04-02 09:30 | 0.7823 | 0.7681 | -1.832% | -0.0142
2023-04-02 09:31 | 0.7498 | 0.7364 | -1.803% | -0.0134
2023-04-02 09:32 | 0.7415 | 0.7283 | -1.796% | -0.0132
2023-04-02 09:33 | 0.7397 | 0.7267 | -1.773% | -0.013
2023-04-02 09:34 | 0.7456 | 0.7323 | -1.8% | -0.0133
2023-04-02 09:35 | 0.7525 | 0.7393 | -1.77% | -0.0132
2023-04-02 09:36 | 0.7475 | 0.734 | -1.822% | -0.0135
2023-04-02 09:37 | 0.7232 | 0.7104 | -1.786% | -0.0128
2023-04-02 09:38 | 0.711 | 0.6988 | -1.731% | -0.0122
2023-04-02 09:39 | 0.7036 | 0.6915 | -1.735% | -0.0121
2023-04-02 09:40 | 0.695 | 0.6836 | -1.654% | -0.0114
2023-04-02 09:41 | 0.6904 | 0.6795 | -1.591% | -0.0109
2023-04-02 09:42 | 0.6877 | 0.6768 | -1.598% | -0.0109
2023-04-02 09:43 | 0.6104 | 0.6011 | -1.535% | -0.0093
2023-04-02 09:44 | 0.01 | 0.013 | 26.09% | 0.003
2023-04-02 09:45 | 0.0094 | 0.0125 | 28.31% | 0.0031
2023-04-02 09:46 | 0.0068 | 0.0099 | 37.13% | 0.0031
2023-04-02 09:47 | 0.0067 | 0.01 | 39.52% | 0.0033
2023-04-02 09:48 | 0.0066 | 0.0101 | 41.92% | 0.0035
2023-04-02 09:49 | 0.0067 | 0.01 | 39.52% | 0.0033
2023-04-02 09:50 | 0.0159 | 0.0194 | 19.83% | 0.0035
2023-04-02 09:51 | 0.0232 | 0.0271 | 15.51% | 0.0039
2023-04-02 09:52 | 0.0231 | 0.0271 | 15.94% | 0.004
2023-04-02 09:53 | 0.0234 | 0.027 | 14.29% | 0.0036
2023-04-02 09:54 | 0.0233 | 0.0269 | 14.34% | 0.0036
2023-04-02 09:55 | 0.0232 | 0.0271 | 15.51% | 0.0039
2023-04-02 09:56 | 0.023 | 0.0269 | 15.63% | 0.0039
2023-04-02 09:57 | 0.0231 | 0.0271 | 15.94% | 0.004
2023-04-02 09:58 | 0.0232 | 0.0269 | 14.77% | 0.0037
2023-04-02 09:59 | 0.0232 | 0.0272 | 15.87% | 0.004
2023-04-02 10:00 | 0.0232 | 0.027 | 15.14% | 0.0038
2023-04-02 10:01 | 0.0233 | 0.0269 | 14.34% | 0.0036
2023-04-02 10:02 | 0.0233 | 0.0269 | 14.34% | 0.0036
2023-04-02 10:03 | 0.0232 | 0.0269 | 14.77% | 0.0037
2023-04-02 10:04 | 0.0232 | 0.0267 | 14.03% | 0.0035
2023-04-02 10:05 | 0.023 | 0.0268 | 15.26% | 0.0038
2023-04-02 10:06 | 0.023 | 0.0268 | 15.26% | 0.0038
2023-04-02 10:07 | 0.0231 | 0.027 | 15.57% | 0.0039
2023-04-02 10:08 | 0.0232 | 0.027 | 15.14% | 0.0038
2023-04-02 10:09 | 0.0231 | 0.0269 | 15.2% | 0.0038
2023-04-02 10:10 | 0.0229 | 0.0267 | 15.32% | 0.0038
2023-04-02 10:11 | 0.0231 | 0.0269 | 15.2% | 0.0038
2023-04-02 10:12 | 0.0232 | 0.0266 | 13.65% | 0.0034
2023-04-02 10:13 | 0.0231 | 0.0268 | 14.83% | 0.0037
2023-04-02 10:14 | 0.0232 | 0.027 | 15.14% | 0.0038
2023-04-02 10:15 | 0.023 | 0.0268 | 15.26% | 0.0038
2023-04-02 10:16 | 0.0231 | 0.0269 | 15.2% | 0.0038
2023-04-02 10:17 | 0.0231 | 0.0268 | 14.83% | 0.0037
2023-04-02 10:18 | 0.0231 | 0.0268 | 14.83% | 0.0037
2023-04-02 10:19 | 0.023 | 0.0266 | 14.52% | 0.0036
2023-04-02 10:20 | 0.0229 | 0.0267 | 15.32% | 0.0038
2023-04-02 10:21 | 0.023 | 0.0267 | 14.89% | 0.0037
2023-04-02 10:22 | 0.0229 | 0.0268 | 15.69% | 0.0039
2023-04-02 10:23 | 0.023 | 0.0269 | 15.63% | 0.0039
2023-04-02 10:24 | 0.023 | 0.0268 | 15.26% | 0.0038
2023-04-02 10:25 | 0.0232 | 0.0267 | 14.03% | 0.0035
2023-04-02 10:26 | 0.0229 | 0.0268 | 15.69% | 0.0039
2023-04-02 10:27 | 0.023 | 0.0269 | 15.63% | 0.0039
2023-04-02 10:28 | 0.0228 | 0.027 | 16.87% | 0.0042
2023-04-02 10:29 | 0.0227 | 0.0268 | 16.57% | 0.0041
2023-04-02 10:30 | 0.023 | 0.0267 | 14.89% | 0.0037
2023-04-02 10:31 | 0.023 | 0.0269 | 15.63% | 0.0039
2023-04-02 10:32 | 0.0228 | 0.0268 | 16.13% | 0.004
2023-04-02 10:33 | 0.023 | 0.0266 | 14.52% | 0.0036
2023-04-02 10:34 | 0.023 | 0.0267 | 14.89% | 0.0037
2023-04-02 10:35 | 0.023 | 0.0267 | 14.89% | 0.0037
2023-04-02 10:36 | 0.0228 | 0.0266 | 15.38% | 0.0038
2023-04-02 10:37 | 0.023 | 0.0267 | 14.89% | 0.0037
2023-04-02 10:38 | 0.0231 | 0.0268 | 14.83% | 0.0037
2023-04-02 10:39 | 0.0232 | 0.0268 | 14.4% | 0.0036
2023-04-02 10:40 | 0.0233 | 0.0267 | 13.6% | 0.0034
2023-04-02 10:41 | 0.0231 | 0.0265 | 13.71% | 0.0034
2023-04-02 10:42 | 0.0233 | 0.0267 | 13.6% | 0.0034
2023-04-02 10:43 | 0.0233 | 0.0268 | 13.97% | 0.0035
2023-04-02 10:44 | 0.0232 | 0.027 | 15.14% | 0.0038
2023-04-02 10:45 | 0.0229 | 0.0268 | 15.69% | 0.0039
2023-04-02 10:46 | 0.0231 | 0.0267 | 14.46% | 0.0036
2023-04-02 10:47 | 0.0232 | 0.0268 | 14.4% | 0.0036
2023-04-02 10:48 | 0.0231 | 0.0268 | 14.83% | 0.0037
2023-04-02 10:49 | 0.0231 | 0.0267 | 14.46% | 0.0036
2023-04-02 10:50 | 0.023 | 0.0267 | 14.89% | 0.0037
2023-04-02 10:51 | 0.023 | 0.0266 | 14.52% | 0.0036
2023-04-02 10:52 | 0.0229 | 0.0268 | 15.69% | 0.0039
2023-04-02 10:53 | 0.0231 | 0.0267 | 14.46% | 0.0036
2023-04-02 10:54 | 0.0229 | 0.0268 | 15.69% | 0.0039
2023-04-02 10:55 | 0.023 | 0.0268 | 15.26% | 0.0038
2023-04-02 10:56 | 0.0228 | 0.0267 | 15.76% | 0.0039
2023-04-02 10:57 | 0.023 | 0.0267 | 14.89% | 0.0037
2023-04-02 10:58 | 0.0229 | 0.0267 | 15.32% | 0.0038
2023-04-02 10:59 | 0.023 | 0.0267 | 14.89% | 0.0037
2023-04-02 11:00 | 0.0229 | 0.0267 | 15.32% | 0.0038
2023-04-02 11:01 | 0.0229 | 0.0267 | 15.32% | 0.0038
2023-04-02 11:02 | 0.0229 | 0.0264 | 14.2% | 0.0035
2023-04-02 11:03 | 0.023 | 0.0268 | 15.26% | 0.0038
2023-04-02 11:04 | 0.0232 | 0.0265 | 13.28% | 0.0033
2023-04-02 11:05 | 0.023 | 0.0266 | 14.52% | 0.0036
2023-04-02 11:06 | 0.0231 | 0.0268 | 14.83% | 0.0037
2023-04-02 11:07 | 0.0233 | 0.0267 | 13.6% | 0.0034
2023-04-02 11:08 | 0.0231 | 0.0268 | 14.83% | 0.0037
2023-04-02 11:09 | 0.023 | 0.0266 | 14.52% | 0.0036
2023-04-02 11:10 | 0.023 | 0.0263 | 13.39% | 0.0033
2023-04-02 11:11 | 0.0232 | 0.0265 | 13.28% | 0.0033
2023-04-02 11:12 | 0.0229 | 0.0265 | 14.57% | 0.0036
2023-04-02 11:13 | 0.0232 | 0.0266 | 13.65% | 0.0034
2023-04-02 11:14 | 0.0231 | 0.0266 | 14.08% | 0.0035
2023-04-02 11:15 | 0.023 | 0.0266 | 14.52% | 0.0036
2023-04-02 11:16 | 0.0231 | 0.0265 | 13.71% | 0.0034
2023-04-02 11:17 | 0.0229 | 0.0267 | 15.32% | 0.0038
2023-04-02 11:18 | 0.0229 | 0.0265 | 14.57% | 0.0036
2023-04-02 11:19 | 0.0226 | 0.0264 | 15.51% | 0.0038
2023-04-02 11:20 | 0.0227 | 0.0263 | 14.69% | 0.0036
2023-04-02 11:21 | 0.0226 | 0.0263 | 15.13% | 0.0037
2023-04-02 11:22 | 0.0227 | 0.0265 | 15.45% | 0.0038
2023-04-02 11:23 | 0.023 | 0.0267 | 14.89% | 0.0037
2023-04-02 11:24 | 0.023 | 0.0265 | 14.14% | 0.0035
2023-04-02 11:25 | 0.023 | 0.0267 | 14.89% | 0.0037
2023-04-02 11:26 | 0.023 | 0.0267 | 14.89% | 0.0037
2023-04-02 11:27 | 0.023 | 0.0267 | 14.89% | 0.0037
2023-04-02 11:28 | 0.0228 | 0.0267 | 15.76% | 0.0039
2023-04-02 11:29 | 0.0229 | 0.0267 | 15.32% | 0.0038
2023-04-02 11:30 | 0.0228 | 0.0268 | 16.13% | 0.004
2023-04-02 11:31 | 0.023 | 0.0268 | 15.26% | 0.0038
2023-04-02 11:32 | 0.0228 | 0.0266 | 15.38% | 0.0038
2023-04-02 11:33 | 0.0228 | 0.0266 | 15.38% | 0.0038
2023-04-02 11:34 | 0.0228 | 0.0265 | 15.01% | 0.0037
2023-04-02 11:35 | 0.0229 | 0.0267 | 15.32% | 0.0038
2023-04-02 11:36 | 0.0228 | 0.0265 | 15.01% | 0.0037
2023-04-02 11:37 | 0.0229 | 0.0265 | 14.57% | 0.0036
2023-04-02 11:38 | 0.023 | 0.0267 | 14.89% | 0.0037
2023-04-02 11:39 | 0.023 | 0.0266 | 14.52% | 0.0036
2023-04-02 11:40 | 0.023 | 0.0265 | 14.14% | 0.0035
2023-04-02 11:41 | 0.0231 | 0.0265 | 13.71% | 0.0034
2023-04-02 11:42 | 0.0231 | 0.0267 | 14.46% | 0.0036
2023-04-02 11:43 | 0.023 | 0.0266 | 14.52% | 0.0036
2023-04-02 11:44 | 0.0231 | 0.0265 | 13.71% | 0.0034
2023-04-02 11:45 | 0.0231 | 0.0265 | 13.71% | 0.0034
2023-04-02 11:46 | 0.0222 | 0.0258 | 15% | 0.0036
2023-04-02 11:47 | 0.0229 | 0.0264 | 14.2% | 0.0035
2023-04-02 11:48 | 0.0229 | 0.0265 | 14.57% | 0.0036
2023-04-02 11:49 | 0.023 | 0.0264 | 13.77% | 0.0034
2023-04-02 11:50 | 0.0229 | 0.0266 | 14.95% | 0.0037
2023-04-02 11:51 | 0.0228 | 0.0265 | 15.01% | 0.0037
2023-04-02 11:52 | 0.0226 | 0.0263 | 15.13% | 0.0037
2023-04-02 11:53 | 0.0227 | 0.0264 | 15.07% | 0.0037
2023-04-02 11:54 | 0.0228 | 0.0264 | 14.63% | 0.0036
2023-04-02 11:55 | 0.0228 | 0.0263 | 14.26% | 0.0035
2023-04-02 11:56 | 0.0227 | 0.0263 | 14.69% | 0.0036
2023-04-02 11:57 | 0.0227 | 0.0264 | 15.07% | 0.0037
2023-04-02 11:58 | 0.0225 | 0.0261 | 14.81% | 0.0036
2023-04-02 11:59 | 0.0227 | 0.0262 | 14.31% | 0.0035
2023-04-02 12:00 | 0.0226 | 0.0262 | 14.75% | 0.0036
2023-04-02 12:01 | 0.0229 | 0.0267 | 15.32% | 0.0038
2023-04-02 12:02 | 0.0231 | 0.0268 | 14.83% | 0.0037
2023-04-02 12:03 | 0.0232 | 0.0268 | 14.4% | 0.0036
2023-04-02 12:04 | 0.0231 | 0.0269 | 15.2% | 0.0038
2023-04-02 12:05 | 0.0231 | 0.0268 | 14.83% | 0.0037
2023-04-02 12:06 | 0.0232 | 0.0268 | 14.4% | 0.0036
2023-04-02 12:07 | 0.0232 | 0.0269 | 14.77% | 0.0037
2023-04-02 12:08 | 0.0234 | 0.027 | 14.29% | 0.0036
2023-04-02 12:09 | 0.0233 | 0.027 | 14.71% | 0.0037
2023-04-02 12:10 | 0.0232 | 0.0268 | 14.4% | 0.0036
2023-04-02 12:11 | 0.0234 | 0.0269 | 13.92% | 0.0035
2023-04-02 12:12 | 0.0233 | 0.0267 | 13.6% | 0.0034
2023-04-02 12:13 | 0.0233 | 0.0269 | 14.34% | 0.0036
2023-04-02 12:14 | 0.0234 | 0.0268 | 13.55% | 0.0034
2023-04-02 12:15 | 0.0233 | 0.027 | 14.71% | 0.0037
2023-04-02 12:16 | 0.023 | 0.0269 | 15.63% | 0.0039
2023-04-02 12:17 | 0.0233 | 0.0268 | 13.97% | 0.0035
2023-04-02 12:18 | 0.0233 | 0.0268 | 13.97% | 0.0035
2023-04-02 12:19 | 0.0231 | 0.0269 | 15.2% | 0.0038
2023-04-02 12:20 | 0.0231 | 0.0271 | 15.94% | 0.004
2023-04-02 12:21 | 0.023 | 0.0269 | 15.63% | 0.0039
2023-04-02 12:22 | 0.0233 | 0.0271 | 15.08% | 0.0038
2023-04-02 12:23 | 0.0232 | 0.0269 | 14.77% | 0.0037
2023-04-02 12:24 | 0.0233 | 0.027 | 14.71% | 0.0037
2023-04-02 12:25 | 0.0233 | 0.0269 | 14.34% | 0.0036
2023-04-02 12:26 | 0.0232 | 0.0272 | 15.87% | 0.004
2023-04-02 12:27 | 0.0232 | 0.0273 | 16.24% | 0.0041
2023-04-02 12:28 | 0.0233 | 0.0268 | 13.97% | 0.0035
2023-04-02 12:29 | 0.0234 | 0.0271 | 14.65% | 0.0037
2023-04-02 12:30 | 0.0234 | 0.0271 | 14.65% | 0.0037
2023-04-02 12:31 | 0.0235 | 0.027 | 13.86% | 0.0035
2023-04-02 12:32 | 0.0234 | 0.0272 | 15.02% | 0.0038
2023-04-02 12:33 | 0.0233 | 0.0272 | 15.45% | 0.0039
2023-04-02 12:34 | 0.0232 | 0.0273 | 16.24% | 0.0041
2023-04-02 12:35 | 0.0232 | 0.0273 | 16.24% | 0.0041
2023-04-02 12:36 | 0.0235 | 0.0272 | 14.6% | 0.0037
2023-04-02 12:37 | 0.0233 | 0.0272 | 15.45% | 0.0039
2023-04-02 12:38 | 0.0232 | 0.0272 | 15.87% | 0.004
2023-04-02 12:39 | 0.0234 | 0.0272 | 15.02% | 0.0038
2023-04-02 12:40 | 0.0233 | 0.027 | 14.71% | 0.0037
2023-04-02 12:41 | 0.0234 | 0.0272 | 15.02% | 0.0038
2023-04-02 12:42 | 0.0234 | 0.0272 | 15.02% | 0.0038
2023-04-02 12:43 | 0.0233 | 0.0269 | 14.34% | 0.0036
2023-04-02 12:44 | 0.0234 | 0.027 | 14.29% | 0.0036
2023-04-02 12:45 | 0.0233 | 0.0272 | 15.45% | 0.0039
2023-04-02 12:46 | 0.0231 | 0.0268 | 14.83% | 0.0037
2023-04-02 12:47 | 0.0232 | 0.0271 | 15.51% | 0.0039
2023-04-02 12:48 | 0.0234 | 0.0272 | 15.02% | 0.0038
2023-04-02 12:49 | 0.0233 | 0.0271 | 15.08% | 0.0038
2023-04-02 12:50 | 0.0234 | 0.0272 | 15.02% | 0.0038
2023-04-02 12:51 | 0.0231 | 0.0271 | 15.94% | 0.004
2023-04-02 12:52 | 0.0233 | 0.0273 | 15.81% | 0.004
2023-04-02 12:53 | 0.0231 | 0.027 | 15.57% | 0.0039
2023-04-02 12:54 | 0.0232 | 0.0274 | 16.6% | 0.0042
2023-04-02 12:55 | 0.0233 | 0.0274 | 16.17% | 0.0041
2023-04-02 12:56 | 0.023 | 0.0271 | 16.37% | 0.0041
2023-04-02 12:57 | 0.023 | 0.0272 | 16.73% | 0.0042
2023-04-02 12:58 | 0.0231 | 0.0272 | 16.3% | 0.0041
2023-04-02 12:59 | 0.0231 | 0.0273 | 16.67% | 0.0042
2023-04-02 13:00 | 0.0231 | 0.0272 | 16.3% | 0.0041
2023-04-02 13:01 | 0.0232 | 0.0274 | 16.6% | 0.0042
2023-04-02 13:02 | 0.0233 | 0.0274 | 16.17% | 0.0041
2023-04-02 13:03 | 0.0233 | 0.0273 | 15.81% | 0.004
2023-04-02 13:04 | 0.0231 | 0.0272 | 16.3% | 0.0041
2023-04-02 13:05 | 0.0232 | 0.0272 | 15.87% | 0.004
2023-04-02 13:06 | 0.0231 | 0.027 | 15.57% | 0.0039
2023-04-02 13:07 | 0.0231 | 0.027 | 15.57% | 0.0039
2023-04-02 13:08 | 0.0231 | 0.027 | 15.57% | 0.0039
2023-04-02 13:09 | 0.0233 | 0.0274 | 16.17% | 0.0041
2023-04-02 13:10 | 0.0232 | 0.0272 | 15.87% | 0.004
2023-04-02 13:11 | 0.0233 | 0.0271 | 15.08% | 0.0038
2023-04-02 13:12 | 0.0233 | 0.027 | 14.71% | 0.0037
2023-04-02 13:13 | 0.0232 | 0.0272 | 15.87% | 0.004
2023-04-02 13:14 | 0.0231 | 0.027 | 15.57% | 0.0039
2023-04-02 13:15 | 0.0234 | 0.0271 | 14.65% | 0.0037
2023-04-02 13:16 | 0.0232 | 0.0273 | 16.24% | 0.0041
2023-04-02 13:17 | 0.0233 | 0.0274 | 16.17% | 0.0041
2023-04-02 13:18 | 0.0234 | 0.0273 | 15.38% | 0.0039
2023-04-02 13:19 | 0.0233 | 0.0272 | 15.45% | 0.0039
2023-04-02 13:20 | 0.0234 | 0.0273 | 15.38% | 0.0039
2023-04-02 13:21 | 0.0235 | 0.0273 | 14.96% | 0.0038
2023-04-02 13:22 | 0.0233 | 0.0275 | 16.54% | 0.0042
2023-04-02 13:23 | 0.0232 | 0.0273 | 16.24% | 0.0041
2023-04-02 13:24 | 0.0233 | 0.0273 | 15.81% | 0.004
2023-04-02 13:25 | 0.0232 | 0.0273 | 16.24% | 0.0041
2023-04-02 13:26 | 0.0233 | 0.0273 | 15.81% | 0.004
2023-04-02 13:27 | 0.0233 | 0.0273 | 15.81% | 0.004
2023-04-02 13:28 | 0.0234 | 0.0272 | 15.02% | 0.0038
2023-04-02 13:29 | 0.0233 | 0.0274 | 16.17% | 0.0041
2023-04-02 13:30 | 0.0232 | 0.0271 | 15.51% | 0.0039
2023-04-02 13:31 | 0.0231 | 0.0272 | 16.3% | 0.0041
2023-04-02 13:32 | 0.0233 | 0.0272 | 15.45% | 0.0039
2023-04-02 13:33 | 0.0235 | 0.0275 | 15.69% | 0.004
2023-04-02 13:34 | 0.0232 | 0.0271 | 15.51% | 0.0039
2023-04-02 13:35 | 0.0232 | 0.0271 | 15.51% | 0.0039
2023-04-02 13:36 | 0.0232 | 0.0272 | 15.87% | 0.004
2023-04-02 13:37 | 0.023 | 0.0269 | 15.63% | 0.0039
2023-04-02 13:38 | 0.0232 | 0.0273 | 16.24% | 0.0041
2023-04-02 13:39 | 0.0231 | 0.0271 | 15.94% | 0.004
2023-04-02 13:40 | 0.0231 | 0.0272 | 16.3% | 0.0041
2023-04-02 13:41 | 0.023 | 0.0271 | 16.37% | 0.0041
2023-04-02 13:42 | 0.0231 | 0.0273 | 16.67% | 0.0042
2023-04-02 13:43 | 0.0232 | 0.0272 | 15.87% | 0.004
2023-04-02 13:44 | 0.023 | 0.027 | 16% | 0.004
2023-04-02 13:45 | 0.0233 | 0.0272 | 15.45% | 0.0039
2023-04-02 13:46 | 0.0232 | 0.027 | 15.14% | 0.0038
2023-04-02 13:47 | 0.0234 | 0.027 | 14.29% | 0.0036
2023-04-02 13:48 | 0.0235 | 0.027 | 13.86% | 0.0035
2023-04-02 13:49 | 0.0234 | 0.0271 | 14.65% | 0.0037
2023-04-02 13:50 | 0.0235 | 0.0271 | 14.23% | 0.0036
2023-04-02 13:51 | 0.0234 | 0.027 | 14.29% | 0.0036
2023-04-02 13:52 | 0.0233 | 0.0268 | 13.97% | 0.0035
2023-04-02 13:53 | 0.0234 | 0.0269 | 13.92% | 0.0035
2023-04-02 13:54 | 0.0233 | 0.0271 | 15.08% | 0.0038
2023-04-02 13:55 | 0.0231 | 0.0271 | 15.94% | 0.004
2023-04-02 13:56 | 0.0234 | 0.027 | 14.29% | 0.0036
2023-04-02 13:57 | 0.0234 | 0.027 | 14.29% | 0.0036
2023-04-02 13:58 | 0.0233 | 0.0271 | 15.08% | 0.0038
2023-04-02 13:59 | 0.0232 | 0.027 | 15.14% | 0.0038
2023-04-02 14:00 | 0.0232 | 0.0271 | 15.51% | 0.0039
2023-04-02 14:01 | 0.0234 | 0.0271 | 14.65% | 0.0037
2023-04-02 14:02 | 0.0233 | 0.0273 | 15.81% | 0.004
2023-04-02 14:03 | 0.0233 | 0.0273 | 15.81% | 0.004
2023-04-02 14:04 | 0.0232 | 0.027 | 15.14% | 0.0038
2023-04-02 14:05 | 0.0234 | 0.0271 | 14.65% | 0.0037
2023-04-02 14:06 | 0.0233 | 0.0271 | 15.08% | 0.0038
2023-04-02 14:07 | 0.0233 | 0.0271 | 15.08% | 0.0038
2023-04-02 14:08 | 0.0235 | 0.0273 | 14.96% | 0.0038
2023-04-02 14:09 | 0.0235 | 0.0272 | 14.6% | 0.0037
2023-04-02 14:10 | 0.0234 | 0.0271 | 14.65% | 0.0037
2023-04-02 14:11 | 0.0234 | 0.0272 | 15.02% | 0.0038
2023-04-02 14:12 | 0.0234 | 0.0271 | 14.65% | 0.0037
2023-04-02 14:13 | 0.0234 | 0.0271 | 14.65% | 0.0037
2023-04-02 14:14 | 0.0235 | 0.0272 | 14.6% | 0.0037
2023-04-02 14:15 | 0.0236 | 0.0272 | 14.17% | 0.0036
2023-04-02 14:16 | 0.0233 | 0.0272 | 15.45% | 0.0039
2023-04-02 14:17 | 0.0233 | 0.0271 | 15.08% | 0.0038
2023-04-02 14:18 | 0.0232 | 0.0272 | 15.87% | 0.004
2023-04-02 14:19 | 0.0233 | 0.0271 | 15.08% | 0.0038
2023-04-02 14:20 | 0.0233 | 0.0272 | 15.45% | 0.0039
2023-04-02 14:21 | 0.0232 | 0.0271 | 15.51% | 0.0039
2023-04-02 14:22 | 0.0231 | 0.0271 | 15.94% | 0.004
2023-04-02 14:23 | 0.0231 | 0.0269 | 15.2% | 0.0038
2023-04-02 14:24 | 0.0234 | 0.027 | 14.29% | 0.0036
2023-04-02 14:25 | 0.0233 | 0.0271 | 15.08% | 0.0038
2023-04-02 14:26 | 0.0231 | 0.0271 | 15.94% | 0.004
2023-04-02 14:27 | 0.0232 | 0.0272 | 15.87% | 0.004
2023-04-02 14:28 | 0.0231 | 0.0272 | 16.3% | 0.0041
2023-04-02 14:29 | 0.0231 | 0.0271 | 15.94% | 0.004
2023-04-02 14:30 | 0.023 | 0.0271 | 16.37% | 0.0041
2023-04-02 14:31 | 0.0233 | 0.0272 | 15.45% | 0.0039
2023-04-02 14:32 | 0.0235 | 0.0272 | 14.6% | 0.0037
2023-04-02 14:33 | 0.0234 | 0.0272 | 15.02% | 0.0038
2023-04-02 14:34 | 0.0235 | 0.0273 | 14.96% | 0.0038
2023-04-02 14:35 | 0.0231 | 0.0271 | 15.94% | 0.004
2023-04-02 14:36 | 0.0232 | 0.0271 | 15.51% | 0.0039
2023-04-02 14:37 | 0.0232 | 0.0273 | 16.24% | 0.0041
2023-04-02 14:38 | 0.0233 | 0.0273 | 15.81% | 0.004
2023-04-02 14:39 | 0.0232 | 0.0273 | 16.24% | 0.0041
2023-04-02 14:40 | 0.0233 | 0.0272 | 15.45% | 0.0039
2023-04-02 14:41 | 0.0232 | 0.0273 | 16.24% | 0.0041
2023-04-02 14:42 | 0.0232 | 0.0271 | 15.51% | 0.0039
2023-04-02 14:43 | 0.0231 | 0.027 | 15.57% | 0.0039
2023-04-02 14:44 | 0.0233 | 0.0271 | 15.08% | 0.0038
2023-04-02 14:45 | 0.0234 | 0.0272 | 15.02% | 0.0038
2023-04-02 14:46 | 0.0234 | 0.0269 | 13.92% | 0.0035
2023-04-02 14:47 | 0.0235 | 0.0271 | 14.23% | 0.0036
2023-04-02 14:48 | 0.0236 | 0.0272 | 14.17% | 0.0036
2023-04-02 14:49 | 0.0236 | 0.0272 | 14.17% | 0.0036
2023-04-02 14:50 | 0.0237 | 0.0269 | 12.65% | 0.0032
2023-04-02 14:51 | 0.0237 | 0.027 | 13.02% | 0.0033
2023-04-02 14:52 | 0.0235 | 0.027 | 13.86% | 0.0035
2023-04-02 14:53 | 0.0234 | 0.027 | 14.29% | 0.0036
2023-04-02 14:54 | 0.0235 | 0.027 | 13.86% | 0.0035
2023-04-02 14:55 | 0.0234 | 0.0271 | 14.65% | 0.0037
2023-04-02 14:56 | 0.0233 | 0.0269 | 14.34% | 0.0036
2023-04-02 14:57 | 0.0232 | 0.027 | 15.14% | 0.0038
2023-04-02 14:58 | 0.0231 | 0.0271 | 15.94% | 0.004
2023-04-02 14:59 | 0.0232 | 0.0269 | 14.77% | 0.0037
2023-04-02 15:00 | 0.0232 | 0.0268 | 14.4% | 0.0036
2023-04-02 15:01 | 0.0233 | 0.0271 | 15.08% | 0.0038
2023-04-02 15:02 | 0.0232 | 0.0271 | 15.51% | 0.0039
2023-04-02 15:03 | 0.0233 | 0.0271 | 15.08% | 0.0038
2023-04-02 15:04 | 0.0233 | 0.027 | 14.71% | 0.0037
2023-04-02 15:05 | 0.0233 | 0.0269 | 14.34% | 0.0036
2023-04-02 15:06 | 0.0232 | 0.027 | 15.14% | 0.0038
2023-04-02 15:07 | 0.0233 | 0.027 | 14.71% | 0.0037
2023-04-02 15:08 | 0.0233 | 0.0271 | 15.08% | 0.0038
2023-04-02 15:09 | 0.0233 | 0.027 | 14.71% | 0.0037
2023-04-02 15:10 | 0.0233 | 0.027 | 14.71% | 0.0037
2023-04-02 15:11 | 0.0232 | 0.0271 | 15.51% | 0.0039
2023-04-02 15:12 | 0.0231 | 0.0269 | 15.2% | 0.0038
2023-04-02 15:13 | 0.0232 | 0.0271 | 15.51% | 0.0039
2023-04-02 15:14 | 0.0232 | 0.027 | 15.14% | 0.0038
2023-04-02 15:15 | 0.0231 | 0.0271 | 15.94% | 0.004
2023-04-02 15:16 | 0.0232 | 0.0271 | 15.51% | 0.0039
2023-04-02 15:17 | 0.0235 | 0.0271 | 14.23% | 0.0036
2023-04-02 15:18 | 0.0235 | 0.0269 | 13.49% | 0.0034
2023-04-02 15:19 | 0.0233 | 0.0268 | 13.97% | 0.0035
2023-04-02 15:20 | 0.0233 | 0.0269 | 14.34% | 0.0036
2023-04-02 15:21 | 0.0233 | 0.0271 | 15.08% | 0.0038
2023-04-02 15:22 | 0.0232 | 0.027 | 15.14% | 0.0038
2023-04-02 15:23 | 0.0233 | 0.0272 | 15.45% | 0.0039
2023-04-02 15:24 | 0.0233 | 0.027 | 14.71% | 0.0037
2023-04-02 15:25 | 0.0236 | 0.0273 | 14.54% | 0.0037
2023-04-02 15:26 | 0.0233 | 0.0271 | 15.08% | 0.0038
2023-04-02 15:27 | 0.0235 | 0.027 | 13.86% | 0.0035
2023-04-02 15:28 | 0.0232 | 0.027 | 15.14% | 0.0038
2023-04-02 15:29 | 0.0231 | 0.0273 | 16.67% | 0.0042
2023-04-02 15:30 | 0.0232 | 0.0274 | 16.6% | 0.0042
2023-04-02 15:31 | 0.0233 | 0.027 | 14.71% | 0.0037
2023-04-02 15:32 | 0.0234 | 0.0274 | 15.75% | 0.004
2023-04-02 15:33 | 0.0233 | 0.0272 | 15.45% | 0.0039
2023-04-02 15:34 | 0.0233 | 0.0273 | 15.81% | 0.004
2023-04-02 15:35 | 0.0234 | 0.0274 | 15.75% | 0.004
2023-04-02 15:36 | 0.0232 | 0.0273 | 16.24% | 0.0041
2023-04-02 15:37 | 0.0232 | 0.0273 | 16.24% | 0.0041
2023-04-02 15:38 | 0.0231 | 0.0271 | 15.94% | 0.004
2023-04-02 15:39 | 0.0232 | 0.0274 | 16.6% | 0.0042
2023-04-02 15:40 | 0.0231 | 0.0273 | 16.67% | 0.0042
2023-04-02 15:41 | 0.0231 | 0.0273 | 16.67% | 0.0042
2023-04-02 15:42 | 0.0232 | 0.027 | 15.14% | 0.0038
2023-04-02 15:43 | 0.0232 | 0.027 | 15.14% | 0.0038
2023-04-02 15:44 | 0.0232 | 0.0269 | 14.77% | 0.0037
2023-04-02 15:45 | 0.0233 | 0.027 | 14.71% | 0.0037
2023-04-02 15:46 | 0.0235 | 0.0272 | 14.6% | 0.0037
2023-04-02 15:47 | 0.0234 | 0.027 | 14.29% | 0.0036
2023-04-02 15:48 | 0.0234 | 0.027 | 14.29% | 0.0036
2023-04-02 15:49 | 0.0236 | 0.027 | 13.44% | 0.0034
2023-04-02 15:50 | 0.0234 | 0.0265 | 12.42% | 0.0031
2023-04-02 15:51 | 0.0235 | 0.0268 | 13.12% | 0.0033
2023-04-02 15:52 | 0.0236 | 0.0269 | 13.07% | 0.0033
2023-04-02 15:53 | 0.0237 | 0.0269 | 12.65% | 0.0032
2023-04-02 15:54 | 0.0236 | 0.0267 | 12.33% | 0.0031
2023-04-02 15:55 | 0.0234 | 0.0268 | 13.55% | 0.0034
2023-04-02 15:56 | 0.0233 | 0.0269 | 14.34% | 0.0036
2023-04-02 15:57 | 0.0234 | 0.0268 | 13.55% | 0.0034
2023-04-02 15:58 | 0.0234 | 0.0266 | 12.8% | 0.0032
2023-04-02 15:59 | 0.0234 | 0.0267 | 13.17% | 0.0033
2023-04-02 16:00 | 0.0233 | 0.027 | 14.71% | 0.0037
2023-04-02 16:01 | 0.0231 | 0.0269 | 15.2% | 0.0038
2023-04-02 16:02 | 0.0231 | 0.0269 | 15.2% | 0.0038
2023-04-02 16:03 | 0.0233 | 0.027 | 14.71% | 0.0037
2023-04-02 16:04 | 0.0234 | 0.0271 | 14.65% | 0.0037
2023-04-02 16:05 | 0.0234 | 0.0271 | 14.65% | 0.0037
2023-04-02 16:06 | 0.0233 | 0.0269 | 14.34% | 0.0036
2023-04-02 16:07 | 0.0232 | 0.027 | 15.14% | 0.0038
2023-04-02 16:08 | 0.0231 | 0.0269 | 15.2% | 0.0038
2023-04-02 16:09 | 0.0233 | 0.0271 | 15.08% | 0.0038
2023-04-02 16:10 | 0.0232 | 0.0269 | 14.77% | 0.0037
2023-04-02 16:11 | 0.0232 | 0.0269 | 14.77% | 0.0037
2023-04-02 16:12 | 0.0232 | 0.0269 | 14.77% | 0.0037
2023-04-02 16:13 | 0.0232 | 0.027 | 15.14% | 0.0038
2023-04-02 16:14 | 0.0232 | 0.0269 | 14.77% | 0.0037
2023-04-02 16:15 | 0.0229 | 0.0267 | 15.32% | 0.0038
2023-04-02 16:16 | 0.0231 | 0.0267 | 14.46% | 0.0036
2023-04-02 16:17 | 0.023 | 0.0266 | 14.52% | 0.0036
2023-04-02 16:18 | 0.023 | 0.0265 | 14.14% | 0.0035
2023-04-02 16:19 | 0.023 | 0.0266 | 14.52% | 0.0036
2023-04-02 16:20 | 0.0231 | 0.0264 | 13.33% | 0.0033
2023-04-02 16:21 | 0.0232 | 0.0267 | 14.03% | 0.0035
2023-04-02 16:22 | 0.0232 | 0.0268 | 14.4% | 0.0036
2023-04-02 16:23 | 0.0233 | 0.0269 | 14.34% | 0.0036
2023-04-02 16:24 | 0.0232 | 0.0266 | 13.65% | 0.0034
2023-04-02 16:25 | 0.0233 | 0.0268 | 13.97% | 0.0035
2023-04-02 16:26 | 0.0233 | 0.0269 | 14.34% | 0.0036
2023-04-02 16:27 | 0.0229 | 0.0268 | 15.69% | 0.0039
2023-04-02 16:28 | 0.0231 | 0.0271 | 15.94% | 0.004
2023-04-02 16:29 | 0.0228 | 0.0265 | 15.01% | 0.0037
2023-04-02 16:30 | 0.0229 | 0.0268 | 15.69% | 0.0039
2023-04-02 16:31 | 0.023 | 0.0268 | 15.26% | 0.0038
2023-04-02 16:32 | 0.0229 | 0.0268 | 15.69% | 0.0039
2023-04-02 16:33 | 0.0229 | 0.0269 | 16.06% | 0.004
2023-04-02 16:34 | 0.0227 | 0.0267 | 16.19% | 0.004
2023-04-02 16:35 | 0.0227 | 0.0268 | 16.57% | 0.0041
2023-04-02 16:36 | 0.0229 | 0.027 | 16.43% | 0.0041
2023-04-02 16:37 | 0.0231 | 0.0271 | 15.94% | 0.004
2023-04-02 16:38 | 0.0231 | 0.0269 | 15.2% | 0.0038
2023-04-02 16:39 | 0.0231 | 0.027 | 15.57% | 0.0039
2023-04-02 16:40 | 0.023 | 0.0271 | 16.37% | 0.0041
2023-04-02 16:41 | 0.0231 | 0.0268 | 14.83% | 0.0037
2023-04-02 16:42 | 0.0232 | 0.0269 | 14.77% | 0.0037
2023-04-02 16:43 | 0.0232 | 0.0268 | 14.4% | 0.0036
2023-04-02 16:44 | 0.0231 | 0.0269 | 15.2% | 0.0038
2023-04-02 16:45 | 0.023 | 0.0269 | 15.63% | 0.0039
2023-04-02 16:46 | 0.0229 | 0.0268 | 15.69% | 0.0039
2023-04-02 16:47 | 0.0229 | 0.0268 | 15.69% | 0.0039
2023-04-02 16:48 | 0.0228 | 0.0267 | 15.76% | 0.0039
2023-04-02 16:49 | 0.0231 | 0.0267 | 14.46% | 0.0036
2023-04-02 16:50 | 0.0231 | 0.0267 | 14.46% | 0.0036
2023-04-02 16:51 | 0.0233 | 0.0269 | 14.34% | 0.0036
2023-04-02 16:52 | 0.0233 | 0.0268 | 13.97% | 0.0035
2023-04-02 16:53 | 0.0233 | 0.0266 | 13.23% | 0.0033
2023-04-02 16:54 | 0.0233 | 0.0267 | 13.6% | 0.0034
2023-04-02 16:55 | 0.0232 | 0.0267 | 14.03% | 0.0035
2023-04-02 16:56 | 0.0232 | 0.0267 | 14.03% | 0.0035
2023-04-02 16:57 | 0.023 | 0.0267 | 14.89% | 0.0037
2023-04-02 16:58 | 0.0232 | 0.0266 | 13.65% | 0.0034
2023-04-02 16:59 | 0.0231 | 0.0266 | 14.08% | 0.0035
2023-04-02 17:00 | 0.0232 | 0.0267 | 14.03% | 0.0035
2023-04-02 17:01 | 0.0231 | 0.0266 | 14.08% | 0.0035
2023-04-02 17:02 | 0.0232 | 0.0267 | 14.03% | 0.0035
2023-04-02 17:03 | 0.0228 | 0.0266 | 15.38% | 0.0038
2023-04-02 17:04 | 0.0229 | 0.0265 | 14.57% | 0.0036
2023-04-02 17:05 | 0.0231 | 0.0267 | 14.46% | 0.0036
2023-04-02 17:06 | 0.0231 | 0.0267 | 14.46% | 0.0036
2023-04-02 17:07 | 0.0232 | 0.0267 | 14.03% | 0.0035
2023-04-02 17:08 | 0.0229 | 0.0266 | 14.95% | 0.0037
2023-04-02 17:09 | 0.023 | 0.0267 | 14.89% | 0.0037
2023-04-02 17:10 | 0.0231 | 0.0266 | 14.08% | 0.0035
2023-04-02 17:11 | 0.0231 | 0.0267 | 14.46% | 0.0036
2023-04-02 17:12 | 0.0229 | 0.0268 | 15.69% | 0.0039
2023-04-02 17:13 | 0.0228 | 0.0267 | 15.76% | 0.0039
2023-04-02 17:14 | 0.0227 | 0.0265 | 15.45% | 0.0038
2023-04-02 17:15 | 0.0228 | 0.0267 | 15.76% | 0.0039
2023-04-02 17:16 | 0.0229 | 0.0267 | 15.32% | 0.0038
2023-04-02 17:17 | 0.0228 | 0.0267 | 15.76% | 0.0039
2023-04-02 17:18 | 0.0228 | 0.0266 | 15.38% | 0.0038
2023-04-02 17:19 | 0.0228 | 0.0266 | 15.38% | 0.0038
2023-04-02 17:20 | 0.0229 | 0.0267 | 15.32% | 0.0038
2023-04-02 17:21 | 0.0228 | 0.0267 | 15.76% | 0.0039
2023-04-02 17:22 | 0.0229 | 0.0267 | 15.32% | 0.0038
2023-04-02 17:23 | 0.0228 | 0.0266 | 15.38% | 0.0038
2023-04-02 17:24 | 0.0229 | 0.0265 | 14.57% | 0.0036
2023-04-02 17:25 | 0.0228 | 0.0265 | 15.01% | 0.0037
2023-04-02 17:26 | 0.0229 | 0.0266 | 14.95% | 0.0037
2023-04-02 17:27 | 0.0228 | 0.0263 | 14.26% | 0.0035
2023-04-02 17:28 | 0.0228 | 0.0263 | 14.26% | 0.0035
2023-04-02 17:29 | 0.0229 | 0.0262 | 13.44% | 0.0033
2023-04-02 17:30 | 0.0228 | 0.0263 | 14.26% | 0.0035
2023-04-02 17:31 | 0.0229 | 0.0263 | 13.82% | 0.0034
2023-04-02 17:32 | 0.0228 | 0.0265 | 15.01% | 0.0037
2023-04-02 17:33 | 0.0228 | 0.0264 | 14.63% | 0.0036
2023-04-02 17:34 | 0.0226 | 0.0264 | 15.51% | 0.0038
2023-04-02 17:35 | 0.0224 | 0.0262 | 15.64% | 0.0038
2023-04-02 17:36 | 0.0224 | 0.0261 | 15.26% | 0.0037
2023-04-02 17:37 | 0.0223 | 0.0263 | 16.46% | 0.004
2023-04-02 17:38 | 0.0223 | 0.0262 | 16.08% | 0.0039
2023-04-02 17:39 | 0.0224 | 0.0262 | 15.64% | 0.0038
2023-04-02 17:40 | 0.0225 | 0.0261 | 14.81% | 0.0036
2023-04-02 17:41 | 0.0225 | 0.0264 | 15.95% | 0.0039
2023-04-02 17:42 | 0.0225 | 0.0263 | 15.57% | 0.0038
2023-04-02 17:43 | 0.0225 | 0.0262 | 15.2% | 0.0037
2023-04-02 17:44 | 0.0225 | 0.0264 | 15.95% | 0.0039
2023-04-02 17:45 | 0.0226 | 0.0262 | 14.75% | 0.0036
2023-04-02 17:46 | 0.0227 | 0.0265 | 15.45% | 0.0038
2023-04-02 17:47 | 0.0227 | 0.0266 | 15.82% | 0.0039
2023-04-02 17:48 | 0.0229 | 0.0266 | 14.95% | 0.0037
2023-04-02 17:49 | 0.0228 | 0.0265 | 15.01% | 0.0037
2023-04-02 17:50 | 0.0228 | 0.0266 | 15.38% | 0.0038
2023-04-02 17:51 | 0.0228 | 0.0267 | 15.76% | 0.0039
2023-04-02 17:52 | 0.0227 | 0.0266 | 15.82% | 0.0039
2023-04-02 17:53 | 0.0227 | 0.0265 | 15.45% | 0.0038
2023-04-02 17:54 | 0.023 | 0.0264 | 13.77% | 0.0034
2023-04-02 17:55 | 0.023 | 0.0265 | 14.14% | 0.0035
2023-04-02 17:56 | 0.023 | 0.0266 | 14.52% | 0.0036
2023-04-02 17:57 | 0.0228 | 0.0264 | 14.63% | 0.0036
2023-04-02 17:58 | 0.0229 | 0.0263 | 13.82% | 0.0034
2023-04-02 17:59 | 0.0229 | 0.0264 | 14.2% | 0.0035
2023-04-02 18:00 | 0.0229 | 0.0266 | 14.95% | 0.0037
2023-04-02 18:01 | 0.0229 | 0.0265 | 14.57% | 0.0036
2023-04-02 18:02 | 0.023 | 0.0263 | 13.39% | 0.0033
2023-04-02 18:03 | 0.023 | 0.0262 | 13.01% | 0.0032
2023-04-02 18:04 | 0.0227 | 0.0261 | 13.93% | 0.0034
2023-04-02 18:05 | 0.0227 | 0.0262 | 14.31% | 0.0035
2023-04-02 18:06 | 0.0226 | 0.0262 | 14.75% | 0.0036
2023-04-02 18:07 | 0.0227 | 0.0263 | 14.69% | 0.0036
2023-04-02 18:08 | 0.0229 | 0.0266 | 14.95% | 0.0037
2023-04-02 18:09 | 0.0229 | 0.0266 | 14.95% | 0.0037
2023-04-02 18:10 | 0.023 | 0.0265 | 14.14% | 0.0035
2023-04-02 18:11 | 0.023 | 0.0268 | 15.26% | 0.0038
2023-04-02 18:12 | 0.0231 | 0.0266 | 14.08% | 0.0035
2023-04-02 18:13 | 0.0229 | 0.0267 | 15.32% | 0.0038
2023-04-02 18:14 | 0.0229 | 0.0267 | 15.32% | 0.0038
2023-04-02 18:15 | 0.0229 | 0.0268 | 15.69% | 0.0039
2023-04-02 18:16 | 0.023 | 0.0267 | 14.89% | 0.0037
2023-04-02 18:17 | 0.0229 | 0.0267 | 15.32% | 0.0038
2023-04-02 18:18 | 0.0231 | 0.0268 | 14.83% | 0.0037
2023-04-02 18:19 | 0.0229 | 0.0268 | 15.69% | 0.0039
2023-04-02 18:20 | 0.023 | 0.0267 | 14.89% | 0.0037
2023-04-02 18:21 | 0.0229 | 0.027 | 16.43% | 0.0041
2023-04-02 18:22 | 0.0228 | 0.0267 | 15.76% | 0.0039
2023-04-02 18:23 | 0.0229 | 0.0266 | 14.95% | 0.0037
2023-04-02 18:24 | 0.0229 | 0.0267 | 15.32% | 0.0038
2023-04-02 18:25 | 0.0227 | 0.0265 | 15.45% | 0.0038
2023-04-02 18:26 | 0.023 | 0.0264 | 13.77% | 0.0034
2023-04-02 18:27 | 0.0228 | 0.0265 | 15.01% | 0.0037
2023-04-02 18:28 | 0.0228 | 0.0264 | 14.63% | 0.0036
2023-04-02 18:29 | 0.0231 | 0.0265 | 13.71% | 0.0034
2023-04-02 18:30 | 0.0231 | 0.0264 | 13.33% | 0.0033
2023-04-02 18:31 | 0.0232 | 0.0265 | 13.28% | 0.0033
2023-04-02 18:32 | 0.023 | 0.0265 | 14.14% | 0.0035
2023-04-02 18:33 | 0.0231 | 0.0267 | 14.46% | 0.0036
2023-04-02 18:34 | 0.023 | 0.0265 | 14.14% | 0.0035
2023-04-02 18:35 | 0.023 | 0.0265 | 14.14% | 0.0035
2023-04-02 18:36 | 0.0231 | 0.0264 | 13.33% | 0.0033
2023-04-02 18:37 | 0.023 | 0.0263 | 13.39% | 0.0033
2023-04-02 18:38 | 0.023 | 0.0266 | 14.52% | 0.0036
2023-04-02 18:39 | 0.0231 | 0.0265 | 13.71% | 0.0034
2023-04-02 18:40 | 0.0229 | 0.0266 | 14.95% | 0.0037
2023-04-02 18:41 | 0.0231 | 0.0266 | 14.08% | 0.0035
2023-04-02 18:42 | 0.023 | 0.0267 | 14.89% | 0.0037
2023-04-02 18:43 | 0.0229 | 0.0267 | 15.32% | 0.0038
2023-04-02 18:44 | 0.0229 | 0.0267 | 15.32% | 0.0038
2023-04-02 18:45 | 0.0229 | 0.0265 | 14.57% | 0.0036
2023-04-02 18:46 | 0.0228 | 0.0265 | 15.01% | 0.0037
2023-04-02 18:47 | 0.0226 | 0.0266 | 16.26% | 0.004
2023-04-02 18:48 | 0.0228 | 0.0265 | 15.01% | 0.0037
2023-04-02 18:49 | 0.0228 | 0.0265 | 15.01% | 0.0037
2023-04-02 18:50 | 0.0228 | 0.0266 | 15.38% | 0.0038
2023-04-02 18:51 | 0.0229 | 0.0266 | 14.95% | 0.0037
2023-04-02 18:52 | 0.0228 | 0.0264 | 14.63% | 0.0036
2023-04-02 18:53 | 0.0227 | 0.0264 | 15.07% | 0.0037
2023-04-02 18:54 | 0.0226 | 0.0265 | 15.89% | 0.0039
2023-04-02 18:55 | 0.0227 | 0.0266 | 15.82% | 0.0039
2023-04-02 18:56 | 0.0225 | 0.0266 | 16.7% | 0.0041
2023-04-02 18:57 | 0.0226 | 0.0265 | 15.89% | 0.0039
2023-04-02 18:58 | 0.0228 | 0.0265 | 15.01% | 0.0037
2023-04-02 18:59 | 0.0227 | 0.0265 | 15.45% | 0.0038
2023-04-02 19:00 | 0.0227 | 0.0264 | 15.07% | 0.0037
2023-04-02 19:01 | 0.0229 | 0.0263 | 13.82% | 0.0034
2023-04-02 19:02 | 0.0248 | 0.0285 | 13.88% | 0.0037
2023-04-02 19:03 | 0.021 | 0.0244 | 14.98% | 0.0034
2023-04-02 19:04 | 0.0228 | 0.0264 | 14.63% | 0.0036
2023-04-02 19:05 | 0.023 | 0.0263 | 13.39% | 0.0033
2023-04-02 19:06 | 0.0227 | 0.0262 | 14.31% | 0.0035
2023-04-02 19:07 | 0.0227 | 0.0263 | 14.69% | 0.0036
2023-04-02 19:08 | 0.0228 | 0.0264 | 14.63% | 0.0036
2023-04-02 19:09 | 0.0228 | 0.0262 | 13.88% | 0.0034
2023-04-02 19:10 | 0.0227 | 0.0262 | 14.31% | 0.0035
2023-04-02 19:11 | 0.0227 | 0.0262 | 14.31% | 0.0035
2023-04-02 19:12 | 0.0226 | 0.0262 | 14.75% | 0.0036
2023-04-02 19:13 | 0.0224 | 0.026 | 14.88% | 0.0036
2023-04-02 19:14 | 0.0224 | 0.026 | 14.88% | 0.0036
2023-04-02 19:15 | 0.0221 | 0.026 | 16.22% | 0.0039
2023-04-02 19:16 | 0.0223 | 0.026 | 15.32% | 0.0037
2023-04-02 19:17 | 0.0223 | 0.0261 | 15.7% | 0.0038
2023-04-02 19:18 | 0.0222 | 0.026 | 15.77% | 0.0038
2023-04-02 19:19 | 0.0222 | 0.0259 | 15.38% | 0.0037
2023-04-02 19:20 | 0.0225 | 0.0262 | 15.2% | 0.0037
2023-04-02 19:21 | 0.0224 | 0.0261 | 15.26% | 0.0037
2023-04-02 19:22 | 0.0224 | 0.0261 | 15.26% | 0.0037
2023-04-02 19:23 | 0.0225 | 0.0261 | 14.81% | 0.0036
2023-04-02 19:24 | 0.0224 | 0.026 | 14.88% | 0.0036
2023-04-02 19:25 | 0.0224 | 0.0262 | 15.64% | 0.0038
2023-04-02 19:26 | 0.0225 | 0.0263 | 15.57% | 0.0038
2023-04-02 19:27 | 0.0226 | 0.0262 | 14.75% | 0.0036
2023-04-02 19:28 | 0.0228 | 0.0262 | 13.88% | 0.0034
2023-04-02 19:29 | 0.0228 | 0.0262 | 13.88% | 0.0034
2023-04-02 19:30 | 0.023 | 0.0262 | 13.01% | 0.0032
2023-04-02 19:31 | 0.0229 | 0.0263 | 13.82% | 0.0034
2023-04-02 19:32 | 0.0232 | 0.0262 | 12.15% | 0.003
2023-04-02 19:33 | 0.0226 | 0.0259 | 13.61% | 0.0033
2023-04-02 19:34 | 0.0228 | 0.0258 | 12.35% | 0.003
2023-04-02 19:35 | 0.0229 | 0.026 | 12.68% | 0.0031
2023-04-02 19:36 | 0.0229 | 0.026 | 12.68% | 0.0031
2023-04-02 19:37 | 0.023 | 0.026 | 12.24% | 0.003
2023-04-02 19:38 | 0.0228 | 0.0259 | 12.73% | 0.0031
2023-04-02 19:39 | 0.0229 | 0.0258 | 11.91% | 0.0029
2023-04-02 19:40 | 0.0229 | 0.0258 | 11.91% | 0.0029
2023-04-02 19:41 | 0.0227 | 0.0258 | 12.78% | 0.0031
2023-04-02 19:42 | 0.0228 | 0.0261 | 13.5% | 0.0033
2023-04-02 19:43 | 0.0228 | 0.0262 | 13.88% | 0.0034
2023-04-02 19:44 | 0.0229 | 0.0263 | 13.82% | 0.0034
2023-04-02 19:45 | 0.0229 | 0.026 | 12.68% | 0.0031
2023-04-02 19:46 | 0.0227 | 0.0262 | 14.31% | 0.0035
2023-04-02 19:47 | 0.0229 | 0.0263 | 13.82% | 0.0034
2023-04-02 19:48 | 0.0229 | 0.0262 | 13.44% | 0.0033
2023-04-02 19:49 | 0.0229 | 0.0262 | 13.44% | 0.0033
2023-04-02 19:50 | 0.0228 | 0.0261 | 13.5% | 0.0033
2023-04-02 19:51 | 0.0228 | 0.0262 | 13.88% | 0.0034
2023-04-02 19:52 | 0.0227 | 0.026 | 13.55% | 0.0033
2023-04-02 19:53 | 0.0227 | 0.0263 | 14.69% | 0.0036
2023-04-02 19:54 | 0.0226 | 0.0263 | 15.13% | 0.0037
2023-04-02 19:55 | 0.0226 | 0.0262 | 14.75% | 0.0036
2023-04-02 19:56 | 0.0225 | 0.0262 | 15.2% | 0.0037
2023-04-02 19:57 | 0.0227 | 0.0263 | 14.69% | 0.0036
2023-04-02 19:58 | 0.0225 | 0.0262 | 15.2% | 0.0037
2023-04-02 19:59 | 0.0226 | 0.0263 | 15.13% | 0.0037
2023-04-02 20:00 | 0.0226 | 0.0262 | 14.75% | 0.0036
2023-04-02 20:01 | 0.0226 | 0.0262 | 14.75% | 0.0036
2023-04-02 20:02 | 0.0226 | 0.0261 | 14.37% | 0.0035
2023-04-02 20:03 | 0.0225 | 0.0261 | 14.81% | 0.0036
2023-04-02 20:04 | 0.0226 | 0.0262 | 14.75% | 0.0036
2023-04-02 20:05 | 0.0227 | 0.0262 | 14.31% | 0.0035
2023-04-02 20:06 | 0.0226 | 0.0261 | 14.37% | 0.0035
2023-04-02 20:07 | 0.0227 | 0.0263 | 14.69% | 0.0036
2023-04-02 20:08 | 0.0227 | 0.0261 | 13.93% | 0.0034
2023-04-02 20:09 | 0.0226 | 0.0261 | 14.37% | 0.0035
2023-04-02 20:10 | 0.0227 | 0.0261 | 13.93% | 0.0034
2023-04-02 20:11 | 0.0228 | 0.0262 | 13.88% | 0.0034
2023-04-02 20:12 | 0.0228 | 0.0262 | 13.88% | 0.0034
2023-04-02 20:13 | 0.0227 | 0.0262 | 14.31% | 0.0035
2023-04-02 20:14 | 0.0229 | 0.0262 | 13.44% | 0.0033
2023-04-02 20:15 | 0.0225 | 0.0264 | 15.95% | 0.0039
2023-04-02 20:16 | 0.0226 | 0.0265 | 15.89% | 0.0039
2023-04-02 20:17 | 0.0226 | 0.0265 | 15.89% | 0.0039
2023-04-02 20:18 | 0.0226 | 0.0264 | 15.51% | 0.0038
2023-04-02 20:19 | 0.0226 | 0.0262 | 14.75% | 0.0036
2023-04-02 20:20 | 0.0226 | 0.0264 | 15.51% | 0.0038
2023-04-02 20:21 | 0.0227 | 0.0263 | 14.69% | 0.0036
2023-04-02 20:22 | 0.0226 | 0.0262 | 14.75% | 0.0036
2023-04-02 20:23 | 0.0227 | 0.0263 | 14.69% | 0.0036
2023-04-02 20:24 | 0.0226 | 0.0264 | 15.51% | 0.0038
2023-04-02 20:25 | 0.0226 | 0.0264 | 15.51% | 0.0038
2023-04-02 20:26 | 0.0229 | 0.0263 | 13.82% | 0.0034
2023-04-02 20:27 | 0.0229 | 0.0264 | 14.2% | 0.0035
2023-04-02 20:28 | 0.023 | 0.0265 | 14.14% | 0.0035
2023-04-02 20:29 | 0.023 | 0.0262 | 13.01% | 0.0032
2023-04-02 20:30 | 0.023 | 0.0263 | 13.39% | 0.0033
2023-04-02 20:31 | 0.0229 | 0.0265 | 14.57% | 0.0036
2023-04-02 20:32 | 0.0228 | 0.0262 | 13.88% | 0.0034
2023-04-02 20:33 | 0.0229 | 0.0261 | 13.06% | 0.0032
2023-04-02 20:34 | 0.023 | 0.0262 | 13.01% | 0.0032
2023-04-02 20:35 | 0.0229 | 0.0261 | 13.06% | 0.0032
2023-04-02 20:36 | 0.023 | 0.0263 | 13.39% | 0.0033
2023-04-02 20:37 | 0.0227 | 0.0259 | 13.17% | 0.0032
2023-04-02 20:38 | 0.0229 | 0.026 | 12.68% | 0.0031
2023-04-02 20:39 | 0.0229 | 0.026 | 12.68% | 0.0031
2023-04-02 20:40 | 0.0229 | 0.0262 | 13.44% | 0.0033
2023-04-02 20:41 | 0.0227 | 0.0258 | 12.78% | 0.0031
2023-04-02 20:42 | 0.0227 | 0.0259 | 13.17% | 0.0032
2023-04-02 20:43 | 0.0228 | 0.0261 | 13.5% | 0.0033
2023-04-02 20:44 | 0.0229 | 0.0262 | 13.44% | 0.0033
2023-04-02 20:45 | 0.0231 | 0.0264 | 13.33% | 0.0033
2023-04-02 20:46 | 0.023 | 0.0264 | 13.77% | 0.0034
2023-04-02 20:47 | 0.0229 | 0.0262 | 13.44% | 0.0033
2023-04-02 20:48 | 0.023 | 0.0263 | 13.39% | 0.0033
2023-04-02 20:49 | 0.0228 | 0.0264 | 14.63% | 0.0036
2023-04-02 20:50 | 0.023 | 0.0266 | 14.52% | 0.0036
2023-04-02 20:51 | 0.0229 | 0.0265 | 14.57% | 0.0036
2023-04-02 20:52 | 0.0228 | 0.0263 | 14.26% | 0.0035
2023-04-02 20:53 | 0.0228 | 0.0263 | 14.26% | 0.0035
2023-04-02 20:54 | 0.023 | 0.0263 | 13.39% | 0.0033
2023-04-02 20:55 | 0.0228 | 0.0263 | 14.26% | 0.0035
2023-04-02 20:56 | 0.0229 | 0.0264 | 14.2% | 0.0035
2023-04-02 20:57 | 0.0228 | 0.0263 | 14.26% | 0.0035
2023-04-02 20:58 | 0.0231 | 0.0267 | 14.46% | 0.0036
2023-04-02 20:59 | 0.0228 | 0.0265 | 15.01% | 0.0037
2023-04-02 21:00 | 0.023 | 0.0266 | 14.52% | 0.0036
2023-04-02 21:01 | 0.023 | 0.0266 | 14.52% | 0.0036
2023-04-02 21:02 | 0.0231 | 0.0266 | 14.08% | 0.0035
2023-04-02 21:03 | 0.0232 | 0.0265 | 13.28% | 0.0033
2023-04-02 21:04 | 0.0232 | 0.0265 | 13.28% | 0.0033
2023-04-02 21:05 | 0.0233 | 0.0266 | 13.23% | 0.0033
2023-04-02 21:06 | 0.0231 | 0.0267 | 14.46% | 0.0036
2023-04-02 21:07 | 0.0231 | 0.0265 | 13.71% | 0.0034
2023-04-02 21:08 | 0.023 | 0.0266 | 14.52% | 0.0036
2023-04-02 21:09 | 0.0228 | 0.0266 | 15.38% | 0.0038
2023-04-02 21:10 | 0.0226 | 0.0262 | 14.75% | 0.0036
2023-04-02 21:11 | 0.0227 | 0.0261 | 13.93% | 0.0034
2023-04-02 21:12 | 0.0226 | 0.0262 | 14.75% | 0.0036
2023-04-02 21:13 | 0.0227 | 0.0263 | 14.69% | 0.0036
2023-04-02 21:14 | 0.0226 | 0.0263 | 15.13% | 0.0037
2023-04-02 21:15 | 0.0227 | 0.0264 | 15.07% | 0.0037
2023-04-02 21:16 | 0.0225 | 0.0266 | 16.7% | 0.0041
2023-04-02 21:17 | 0.0226 | 0.0266 | 16.26% | 0.004
2023-04-02 21:18 | 0.0226 | 0.0267 | 16.63% | 0.0041
2023-04-02 21:19 | 0.0226 | 0.0268 | 17% | 0.0042
2023-04-02 21:20 | 0.0227 | 0.0267 | 16.19% | 0.004
2023-04-02 21:21 | 0.0227 | 0.0267 | 16.19% | 0.004
2023-04-02 21:22 | 0.0225 | 0.0268 | 17.44% | 0.0043
2023-04-02 21:23 | 0.0228 | 0.0265 | 15.01% | 0.0037
2023-04-02 21:24 | 0.0229 | 0.0265 | 14.57% | 0.0036
2023-04-02 21:25 | 0.0229 | 0.0266 | 14.95% | 0.0037
2023-04-02 21:26 | 0.0229 | 0.0266 | 14.95% | 0.0037
2023-04-02 21:27 | 0.023 | 0.0265 | 14.14% | 0.0035
2023-04-02 21:28 | 0.023 | 0.0265 | 14.14% | 0.0035
2023-04-02 21:29 | 0.023 | 0.0267 | 14.89% | 0.0037
2023-04-02 21:30 | 0.0232 | 0.0266 | 13.65% | 0.0034
2023-04-02 21:31 | 0.023 | 0.0267 | 14.89% | 0.0037
2023-04-02 21:32 | 0.0231 | 0.0265 | 13.71% | 0.0034
2023-04-02 21:33 | 0.0233 | 0.0268 | 13.97% | 0.0035
2023-04-02 21:34 | 0.0234 | 0.0267 | 13.17% | 0.0033
2023-04-02 21:35 | 0.0234 | 0.0268 | 13.55% | 0.0034
2023-04-02 21:36 | 0.0233 | 0.0266 | 13.23% | 0.0033
2023-04-02 21:37 | 0.0235 | 0.0266 | 12.38% | 0.0031
2023-04-02 21:38 | 0.0232 | 0.0267 | 14.03% | 0.0035
2023-04-02 21:39 | 0.0234 | 0.0268 | 13.55% | 0.0034
2023-04-02 21:40 | 0.0233 | 0.0266 | 13.23% | 0.0033
2023-04-02 21:41 | 0.0233 | 0.0265 | 12.85% | 0.0032
2023-04-02 21:42 | 0.0234 | 0.0266 | 12.8% | 0.0032
2023-04-02 21:43 | 0.0234 | 0.0267 | 13.17% | 0.0033
2023-04-02 21:44 | 0.0233 | 0.0265 | 12.85% | 0.0032
2023-04-02 21:45 | 0.0232 | 0.0265 | 13.28% | 0.0033
2023-04-02 21:46 | 0.0232 | 0.0268 | 14.4% | 0.0036
2023-04-02 21:47 | 0.0232 | 0.0265 | 13.28% | 0.0033
2023-04-02 21:48 | 0.0233 | 0.0267 | 13.6% | 0.0034
2023-04-02 21:49 | 0.0233 | 0.0267 | 13.6% | 0.0034
2023-04-02 21:50 | 0.0231 | 0.0267 | 14.46% | 0.0036
2023-04-02 21:51 | 0.0233 | 0.0264 | 12.47% | 0.0031
2023-04-02 21:52 | 0.0232 | 0.0267 | 14.03% | 0.0035
2023-04-02 21:53 | 0.0232 | 0.0266 | 13.65% | 0.0034
2023-04-02 21:54 | 0.023 | 0.0266 | 14.52% | 0.0036
2023-04-02 21:55 | 0.023 | 0.0266 | 14.52% | 0.0036
2023-04-02 21:56 | 0.023 | 0.0267 | 14.89% | 0.0037
2023-04-02 21:57 | 0.0232 | 0.0266 | 13.65% | 0.0034
2023-04-02 21:58 | 0.023 | 0.0267 | 14.89% | 0.0037
2023-04-02 21:59 | 0.023 | 0.0265 | 14.14% | 0.0035
2023-04-02 22:00 | 0.0232 | 0.0267 | 14.03% | 0.0035
2023-04-02 22:01 | 0.023 | 0.0266 | 14.52% | 0.0036
2023-04-02 22:02 | 0.0232 | 0.0268 | 14.4% | 0.0036
2023-04-02 22:03 | 0.0231 | 0.0267 | 14.46% | 0.0036
2023-04-02 22:04 | 0.0232 | 0.0266 | 13.65% | 0.0034
2023-04-02 22:05 | 0.0233 | 0.0266 | 13.23% | 0.0033
2023-04-02 22:06 | 0.0231 | 0.0265 | 13.71% | 0.0034
2023-04-02 22:07 | 0.0234 | 0.0265 | 12.42% | 0.0031
2023-04-02 22:08 | 0.0231 | 0.0267 | 14.46% | 0.0036
2023-04-02 22:09 | 0.0233 | 0.0265 | 12.85% | 0.0032
2023-04-02 22:10 | 0.0233 | 0.0267 | 13.6% | 0.0034
2023-04-02 22:11 | 0.0233 | 0.0266 | 13.23% | 0.0033
2023-04-02 22:12 | 0.0233 | 0.0268 | 13.97% | 0.0035
2023-04-02 22:13 | 0.0232 | 0.0268 | 14.4% | 0.0036
2023-04-02 22:14 | 0.0233 | 0.0268 | 13.97% | 0.0035
2023-04-02 22:15 | 0.0233 | 0.0268 | 13.97% | 0.0035
2023-04-02 22:16 | 0.0234 | 0.027 | 14.29% | 0.0036
2023-04-02 22:17 | 0.0233 | 0.027 | 14.71% | 0.0037
2023-04-02 22:18 | 0.023 | 0.0269 | 15.63% | 0.0039
2023-04-02 22:19 | 0.0232 | 0.027 | 15.14% | 0.0038
2023-04-02 22:20 | 0.0231 | 0.0269 | 15.2% | 0.0038
2023-04-02 22:21 | 0.0231 | 0.027 | 15.57% | 0.0039
2023-04-02 22:22 | 0.0229 | 0.0271 | 16.8% | 0.0042
2023-04-02 22:23 | 0.0229 | 0.0272 | 17.17% | 0.0043
2023-04-02 22:24 | 0.0229 | 0.0272 | 17.17% | 0.0043
2023-04-02 22:25 | 0.0231 | 0.0269 | 15.2% | 0.0038
2023-04-02 22:26 | 0.0228 | 0.0271 | 17.23% | 0.0043
2023-04-02 22:27 | 0.0228 | 0.0269 | 16.5% | 0.0041
2023-04-02 22:28 | 0.0226 | 0.0269 | 17.37% | 0.0043
2023-04-02 22:29 | 0.0229 | 0.0269 | 16.06% | 0.004
2023-04-02 22:30 | 0.023 | 0.0267 | 14.89% | 0.0037
2023-04-02 22:31 | 0.0229 | 0.0268 | 15.69% | 0.0039
2023-04-02 22:32 | 0.0229 | 0.0267 | 15.32% | 0.0038
2023-04-02 22:33 | 0.0231 | 0.027 | 15.57% | 0.0039
2023-04-02 22:34 | 0.023 | 0.0268 | 15.26% | 0.0038
2023-04-02 22:35 | 0.0231 | 0.0268 | 14.83% | 0.0037
2023-04-02 22:36 | 0.0232 | 0.0267 | 14.03% | 0.0035
2023-04-02 22:37 | 0.0232 | 0.0269 | 14.77% | 0.0037
2023-04-02 22:38 | 0.0231 | 0.0267 | 14.46% | 0.0036
2023-04-02 22:39 | 0.0233 | 0.0268 | 13.97% | 0.0035
2023-04-02 22:40 | 0.0232 | 0.0267 | 14.03% | 0.0035
2023-04-02 22:41 | 0.0234 | 0.0267 | 13.17% | 0.0033
2023-04-02 22:42 | 0.0233 | 0.0267 | 13.6% | 0.0034
2023-04-02 22:43 | 0.0235 | 0.0267 | 12.75% | 0.0032
2023-04-02 22:44 | 0.0235 | 0.0267 | 12.75% | 0.0032
2023-04-02 22:45 | 0.0234 | 0.027 | 14.29% | 0.0036
2023-04-02 22:46 | 0.0234 | 0.0269 | 13.92% | 0.0035
2023-04-02 22:47 | 0.0232 | 0.0269 | 14.77% | 0.0037
2023-04-02 22:48 | 0.0233 | 0.0269 | 14.34% | 0.0036
2023-04-02 22:49 | 0.0234 | 0.0271 | 14.65% | 0.0037
2023-04-02 22:50 | 0.0233 | 0.0271 | 15.08% | 0.0038
2023-04-02 22:51 | 0.0233 | 0.0269 | 14.34% | 0.0036
2023-04-02 22:52 | 0.0232 | 0.0269 | 14.77% | 0.0037
2023-04-02 22:53 | 0.0234 | 0.027 | 14.29% | 0.0036
2023-04-02 22:54 | 0.0232 | 0.0269 | 14.77% | 0.0037
2023-04-02 22:55 | 0.0231 | 0.0271 | 15.94% | 0.004
2023-04-02 22:56 | 0.0232 | 0.0271 | 15.51% | 0.0039
2023-04-02 22:57 | 0.0233 | 0.0272 | 15.45% | 0.0039
2023-04-02 22:58 | 0.0231 | 0.0269 | 15.2% | 0.0038
2023-04-02 22:59 | 0.0233 | 0.0269 | 14.34% | 0.0036
2023-04-02 23:00 | 0.0232 | 0.0272 | 15.87% | 0.004
2023-04-02 23:01 | 0.0234 | 0.027 | 14.29% | 0.0036
2023-04-02 23:02 | 0.0232 | 0.0271 | 15.51% | 0.0039
2023-04-02 23:03 | 0.0233 | 0.0271 | 15.08% | 0.0038
2023-04-02 23:04 | 0.0233 | 0.027 | 14.71% | 0.0037
2023-04-02 23:05 | 0.0232 | 0.0269 | 14.77% | 0.0037
2023-04-02 23:06 | 0.0234 | 0.027 | 14.29% | 0.0036
2023-04-02 23:07 | 0.0234 | 0.027 | 14.29% | 0.0036
2023-04-02 23:08 | 0.0236 | 0.0269 | 13.07% | 0.0033
2023-04-02 23:09 | 0.0235 | 0.0271 | 14.23% | 0.0036
2023-04-02 23:10 | 0.0232 | 0.027 | 15.14% | 0.0038
2023-04-02 23:11 | 0.0234 | 0.0272 | 15.02% | 0.0038
2023-04-02 23:12 | 0.0234 | 0.0271 | 14.65% | 0.0037
2023-04-02 23:13 | 0.0234 | 0.0271 | 14.65% | 0.0037
2023-04-02 23:14 | 0.0234 | 0.027 | 14.29% | 0.0036
2023-04-02 23:15 | 0.0234 | 0.0271 | 14.65% | 0.0037
2023-04-02 23:16 | 0.0235 | 0.0272 | 14.6% | 0.0037
2023-04-02 23:17 | 0.0234 | 0.027 | 14.29% | 0.0036
2023-04-02 23:18 | 0.0232 | 0.0271 | 15.51% | 0.0039
2023-04-02 23:19 | 0.0233 | 0.0272 | 15.45% | 0.0039
2023-04-02 23:20 | 0.0232 | 0.0272 | 15.87% | 0.004
2023-04-02 23:21 | 0.0231 | 0.0273 | 16.67% | 0.0042
2023-04-02 23:22 | 0.0231 | 0.027 | 15.57% | 0.0039
2023-04-02 23:23 | 0.0232 | 0.0272 | 15.87% | 0.004
2023-04-02 23:24 | 0.0233 | 0.0271 | 15.08% | 0.0038
2023-04-02 23:25 | 0.0232 | 0.0272 | 15.87% | 0.004
2023-04-02 23:26 | 0.0232 | 0.0273 | 16.24% | 0.0041
2023-04-02 23:27 | 0.0233 | 0.0274 | 16.17% | 0.0041
2023-04-02 23:28 | 0.0232 | 0.0272 | 15.87% | 0.004
2023-04-02 23:29 | 0.0233 | 0.0273 | 15.81% | 0.004
2023-04-02 23:30 | 0.0233 | 0.0273 | 15.81% | 0.004
2023-04-02 23:31 | 0.0234 | 0.0272 | 15.02% | 0.0038
2023-04-02 23:32 | 0.0235 | 0.0273 | 14.96% | 0.0038
2023-04-02 23:33 | 0.0236 | 0.0272 | 14.17% | 0.0036
2023-04-02 23:34 | 0.0236 | 0.0274 | 14.9% | 0.0038
2023-04-02 23:35 | 0.0234 | 0.0273 | 15.38% | 0.0039
2023-04-02 23:36 | 0.0236 | 0.0274 | 14.9% | 0.0038
2023-04-02 23:37 | 0.0236 | 0.0273 | 14.54% | 0.0037
2023-04-02 23:38 | 0.0236 | 0.0274 | 14.9% | 0.0038
2023-04-02 23:39 | 0.0237 | 0.0272 | 13.75% | 0.0035
2023-04-02 23:40 | 0.0236 | 0.0273 | 14.54% | 0.0037
2023-04-02 23:41 | 0.0234 | 0.0273 | 15.38% | 0.0039
2023-04-02 23:42 | 0.0235 | 0.0272 | 14.6% | 0.0037
2023-04-02 23:43 | 0.0235 | 0.0273 | 14.96% | 0.0038
2023-04-02 23:44 | 0.0234 | 0.0273 | 15.38% | 0.0039
2023-04-02 23:45 | 0.0233 | 0.027 | 14.71% | 0.0037
2023-04-02 23:46 | 0.0233 | 0.0269 | 14.34% | 0.0036
2023-04-02 23:47 | 0.0231 | 0.0269 | 15.2% | 0.0038
2023-04-02 23:48 | 0.0231 | 0.0271 | 15.94% | 0.004
2023-04-02 23:49 | 0.0232 | 0.027 | 15.14% | 0.0038
2023-04-02 23:50 | 0.0231 | 0.0271 | 15.94% | 0.004
2023-04-02 23:51 | 0.0232 | 0.0271 | 15.51% | 0.0039
2023-04-02 23:52 | 0.0233 | 0.027 | 14.71% | 0.0037
2023-04-02 23:53 | 0.0232 | 0.0272 | 15.87% | 0.004
2023-04-02 23:54 | 0.0231 | 0.0271 | 15.94% | 0.004
2023-04-02 23:55 | 0.023 | 0.027 | 16% | 0.004
2023-04-02 23:56 | 0.0232 | 0.0268 | 14.4% | 0.0036
2023-04-02 23:57 | 0.0232 | 0.0269 | 14.77% | 0.0037
2023-04-02 23:58 | 0.0233 | 0.027 | 14.71% | 0.0037
2023-04-02 23:59 | 0.0233 | 0.0271 | 15.08% | 0.0038
2023-04-03 | 0.0233 | 0.0269 | 14.34% | 0.0036
2023-04-03 00:01 | 0.0232 | 0.0269 | 14.77% | 0.0037
2023-04-03 00:02 | 0.0232 | 0.027 | 15.14% | 0.0038
2023-04-03 00:03 | 0.0233 | 0.027 | 14.71% | 0.0037
2023-04-03 00:04 | 0.0231 | 0.0269 | 15.2% | 0.0038
2023-04-03 00:05 | 0.0231 | 0.027 | 15.57% | 0.0039
2023-04-03 00:06 | 0.0234 | 0.027 | 14.29% | 0.0036
2023-04-03 00:07 | 0.0234 | 0.0271 | 14.65% | 0.0037
2023-04-03 00:08 | 0.0234 | 0.0268 | 13.55% | 0.0034
2023-04-03 00:09 | 0.0232 | 0.027 | 15.14% | 0.0038
2023-04-03 00:10 | 0.0234 | 0.0271 | 14.65% | 0.0037
2023-04-03 00:11 | 0.0233 | 0.0272 | 15.45% | 0.0039
2023-04-03 00:12 | 0.0233 | 0.0271 | 15.08% | 0.0038
2023-04-03 00:13 | 0.0235 | 0.0271 | 14.23% | 0.0036
2023-04-03 00:14 | 0.0233 | 0.0271 | 15.08% | 0.0038
2023-04-03 00:15 | 0.0234 | 0.0271 | 14.65% | 0.0037
2023-04-03 00:16 | 0.0234 | 0.0272 | 15.02% | 0.0038
2023-04-03 00:17 | 0.0234 | 0.0271 | 14.65% | 0.0037
2023-04-03 00:18 | 0.0233 | 0.0271 | 15.08% | 0.0038
2023-04-03 00:19 | 0.0233 | 0.0272 | 15.45% | 0.0039
2023-04-03 00:20 | 0.0231 | 0.0272 | 16.3% | 0.0041
2023-04-03 00:21 | 0.0232 | 0.0271 | 15.51% | 0.0039
2023-04-03 00:22 | 0.0234 | 0.0272 | 15.02% | 0.0038
2023-04-03 00:23 | 0.0233 | 0.0272 | 15.45% | 0.0039
2023-04-03 00:24 | 0.0233 | 0.0272 | 15.45% | 0.0039
2023-04-03 00:25 | 0.0233 | 0.0273 | 15.81% | 0.004
2023-04-03 00:26 | 0.0231 | 0.0273 | 16.67% | 0.0042
2023-04-03 00:27 | 0.0231 | 0.0273 | 16.67% | 0.0042
2023-04-03 00:28 | 0.0233 | 0.0273 | 15.81% | 0.004
2023-04-03 00:29 | 0.0233 | 0.0273 | 15.81% | 0.004
2023-04-03 00:30 | 0.0233 | 0.0273 | 15.81% | 0.004
2023-04-03 00:31 | 0.0234 | 0.0273 | 15.38% | 0.0039
2023-04-03 00:32 | 0.0232 | 0.0272 | 15.87% | 0.004
2023-04-03 00:33 | 0.0232 | 0.0273 | 16.24% | 0.0041
2023-04-03 00:34 | 0.0232 | 0.0272 | 15.87% | 0.004
2023-04-03 00:35 | 0.0233 | 0.0272 | 15.45% | 0.0039
2023-04-03 00:36 | 0.0235 | 0.0272 | 14.6% | 0.0037
2023-04-03 00:37 | 0.0235 | 0.027 | 13.86% | 0.0035
2023-04-03 00:38 | 0.0235 | 0.027 | 13.86% | 0.0035
2023-04-03 00:39 | 0.0234 | 0.0271 | 14.65% | 0.0037
2023-04-03 00:40 | 0.0236 | 0.0272 | 14.17% | 0.0036
2023-04-03 00:41 | 0.0236 | 0.0271 | 13.81% | 0.0035
2023-04-03 00:42 | 0.0235 | 0.0272 | 14.6% | 0.0037
2023-04-03 00:43 | 0.0236 | 0.0271 | 13.81% | 0.0035
2023-04-03 00:44 | 0.0235 | 0.0272 | 14.6% | 0.0037
2023-04-03 00:45 | 0.0236 | 0.0272 | 14.17% | 0.0036
2023-04-03 00:46 | 0.0237 | 0.0273 | 14.12% | 0.0036
2023-04-03 00:47 | 0.0236 | 0.0274 | 14.9% | 0.0038
2023-04-03 00:48 | 0.0236 | 0.0273 | 14.54% | 0.0037
2023-04-03 00:49 | 0.0236 | 0.0273 | 14.54% | 0.0037
2023-04-03 00:50 | 0.0235 | 0.0272 | 14.6% | 0.0037
2023-04-03 00:51 | 0.0235 | 0.0273 | 14.96% | 0.0038
2023-04-03 00:52 | 0.0236 | 0.0274 | 14.9% | 0.0038
2023-04-03 00:53 | 0.0235 | 0.0273 | 14.96% | 0.0038
2023-04-03 00:54 | 0.0235 | 0.0272 | 14.6% | 0.0037
2023-04-03 00:55 | 0.0235 | 0.0273 | 14.96% | 0.0038
2023-04-03 00:56 | 0.0234 | 0.0275 | 16.11% | 0.0041
2023-04-03 00:57 | 0.0234 | 0.0275 | 16.11% | 0.0041
2023-04-03 00:58 | 0.0234 | 0.0273 | 15.38% | 0.0039
2023-04-03 00:59 | 0.0234 | 0.0275 | 16.11% | 0.0041
2023-04-03 01:00 | 0.0235 | 0.0274 | 15.32% | 0.0039
2023-04-03 01:01 | 0.0235 | 0.0273 | 14.96% | 0.0038
2023-04-03 01:02 | 0.0232 | 0.0274 | 16.6% | 0.0042
2023-04-03 01:03 | 0.0232 | 0.0275 | 16.96% | 0.0043
2023-04-03 01:04 | 0.0233 | 0.0273 | 15.81% | 0.004
2023-04-03 01:05 | 0.0247 | 0.0289 | 15.67% | 0.0042
2023-04-03 01:06 | 0.0218 | 0.0257 | 16.42% | 0.0039
2023-04-03 01:07 | 0.0231 | 0.0274 | 17.03% | 0.0043
2023-04-03 01:08 | 0.0233 | 0.0275 | 16.54% | 0.0042
2023-04-03 01:09 | 0.0233 | 0.0274 | 16.17% | 0.0041
2023-04-03 01:10 | 0.0233 | 0.0274 | 16.17% | 0.0041
2023-04-03 01:11 | 0.0234 | 0.0272 | 15.02% | 0.0038
2023-04-03 01:12 | 0.0234 | 0.0273 | 15.38% | 0.0039
2023-04-03 01:13 | 0.0234 | 0.0271 | 14.65% | 0.0037
2023-04-03 01:14 | 0.0234 | 0.0273 | 15.38% | 0.0039
2023-04-03 01:15 | 0.0234 | 0.0272 | 15.02% | 0.0038
2023-04-03 01:16 | 0.0234 | 0.0272 | 15.02% | 0.0038
2023-04-03 01:17 | 0.0233 | 0.0272 | 15.45% | 0.0039
2023-04-03 01:18 | 0.0234 | 0.0274 | 15.75% | 0.004
2023-04-03 01:19 | 0.0235 | 0.0271 | 14.23% | 0.0036
2023-04-03 01:20 | 0.0236 | 0.0273 | 14.54% | 0.0037
2023-04-03 01:21 | 0.0234 | 0.0273 | 15.38% | 0.0039
2023-04-03 01:22 | 0.0234 | 0.0274 | 15.75% | 0.004
2023-04-03 01:23 | 0.0234 | 0.0272 | 15.02% | 0.0038
2023-04-03 01:24 | 0.0233 | 0.0274 | 16.17% | 0.0041
2023-04-03 01:25 | 0.0234 | 0.0273 | 15.38% | 0.0039
2023-04-03 01:26 | 0.0234 | 0.0274 | 15.75% | 0.004
2023-04-03 01:27 | 0.0234 | 0.0273 | 15.38% | 0.0039
2023-04-03 01:28 | 0.0235 | 0.0272 | 14.6% | 0.0037
2023-04-03 01:29 | 0.0235 | 0.0274 | 15.32% | 0.0039
2023-04-03 01:30 | 0.0233 | 0.0274 | 16.17% | 0.0041
2023-04-03 01:31 | 0.0234 | 0.0273 | 15.38% | 0.0039
2023-04-03 01:32 | 0.0234 | 0.0274 | 15.75% | 0.004
2023-04-03 01:33 | 0.0233 | 0.0274 | 16.17% | 0.0041
2023-04-03 01:34 | 0.0236 | 0.0275 | 15.26% | 0.0039
2023-04-03 01:35 | 0.0234 | 0.0273 | 15.38% | 0.0039
2023-04-03 01:36 | 0.0234 | 0.0275 | 16.11% | 0.0041
2023-04-03 01:37 | 0.0235 | 0.0273 | 14.96% | 0.0038
2023-04-03 01:38 | 0.0236 | 0.0275 | 15.26% | 0.0039
2023-04-03 01:39 | 0.0237 | 0.0274 | 14.48% | 0.0037
2023-04-03 01:40 | 0.0235 | 0.0272 | 14.6% | 0.0037
2023-04-03 01:41 | 0.0236 | 0.0274 | 14.9% | 0.0038
2023-04-03 01:42 | 0.0239 | 0.0274 | 13.65% | 0.0035
2023-04-03 01:43 | 0.0238 | 0.0275 | 14.42% | 0.0037
2023-04-03 01:44 | 0.0236 | 0.0273 | 14.54% | 0.0037
2023-04-03 01:45 | 0.0237 | 0.0273 | 14.12% | 0.0036
2023-04-03 01:46 | 0.0235 | 0.0274 | 15.32% | 0.0039
2023-04-03 01:47 | 0.0235 | 0.0272 | 14.6% | 0.0037
2023-04-03 01:48 | 0.0235 | 0.0273 | 14.96% | 0.0038
2023-04-03 01:49 | 0.0235 | 0.0271 | 14.23% | 0.0036
2023-04-03 01:50 | 0.0234 | 0.0273 | 15.38% | 0.0039
2023-04-03 01:51 | 0.0236 | 0.0273 | 14.54% | 0.0037
2023-04-03 01:52 | 0.0234 | 0.0272 | 15.02% | 0.0038
2023-04-03 01:53 | 0.0234 | 0.0273 | 15.38% | 0.0039
2023-04-03 01:54 | 0.0234 | 0.0273 | 15.38% | 0.0039
2023-04-03 01:55 | 0.0234 | 0.0275 | 16.11% | 0.0041
2023-04-03 01:56 | 0.0234 | 0.0273 | 15.38% | 0.0039
2023-04-03 01:57 | 0.0233 | 0.0273 | 15.81% | 0.004
2023-04-03 01:58 | 0.0235 | 0.0273 | 14.96% | 0.0038
2023-04-03 01:59 | 0.0233 | 0.0273 | 15.81% | 0.004
2023-04-03 02:00 | 0.0233 | 0.0272 | 15.45% | 0.0039
2023-04-03 02:01 | 0.0233 | 0.0272 | 15.45% | 0.0039
2023-04-03 02:02 | 0.0233 | 0.0271 | 15.08% | 0.0038
2023-04-03 02:03 | 0.0233 | 0.0273 | 15.81% | 0.004
2023-04-03 02:04 | 0.0233 | 0.0272 | 15.45% | 0.0039
2023-04-03 02:05 | 0.0235 | 0.0271 | 14.23% | 0.0036
2023-04-03 02:06 | 0.0235 | 0.0272 | 14.6% | 0.0037
2023-04-03 02:07 | 0.0234 | 0.0271 | 14.65% | 0.0037
2023-04-03 02:08 | 0.0235 | 0.0272 | 14.6% | 0.0037
2023-04-03 02:09 | 0.0234 | 0.0273 | 15.38% | 0.0039
2023-04-03 02:10 | 0.0234 | 0.0271 | 14.65% | 0.0037
2023-04-03 02:11 | 0.0234 | 0.0273 | 15.38% | 0.0039
2023-04-03 02:12 | 0.0234 | 0.0271 | 14.65% | 0.0037
2023-04-03 02:13 | 0.0234 | 0.0273 | 15.38% | 0.0039
2023-04-03 02:14 | 0.0235 | 0.0273 | 14.96% | 0.0038
2023-04-03 02:15 | 0.0233 | 0.0271 | 15.08% | 0.0038
2023-04-03 02:16 | 0.0234 | 0.027 | 14.29% | 0.0036
2023-04-03 02:17 | 0.0233 | 0.0271 | 15.08% | 0.0038
2023-04-03 02:18 | 0.0232 | 0.0273 | 16.24% | 0.0041
2023-04-03 02:19 | 0.0232 | 0.0273 | 16.24% | 0.0041
2023-04-03 02:20 | 0.0232 | 0.0271 | 15.51% | 0.0039
2023-04-03 02:21 | 0.0233 | 0.027 | 14.71% | 0.0037
2023-04-03 02:22 | 0.0232 | 0.0273 | 16.24% | 0.0041
2023-04-03 02:23 | 0.0232 | 0.0272 | 15.87% | 0.004
2023-04-03 02:24 | 0.0233 | 0.0271 | 15.08% | 0.0038
2023-04-03 02:25 | 0.0231 | 0.0272 | 16.3% | 0.0041
2023-04-03 02:26 | 0.0233 | 0.0273 | 15.81% | 0.004
2023-04-03 02:27 | 0.0231 | 0.0272 | 16.3% | 0.0041
2023-04-03 02:28 | 0.0231 | 0.0273 | 16.67% | 0.0042
2023-04-03 02:29 | 0.0233 | 0.0273 | 15.81% | 0.004
2023-04-03 02:30 | 0.0234 | 0.0274 | 15.75% | 0.004
2023-04-03 02:31 | 0.0232 | 0.0272 | 15.87% | 0.004
2023-04-03 02:32 | 0.0234 | 0.0275 | 16.11% | 0.0041
2023-04-03 02:33 | 0.0232 | 0.0273 | 16.24% | 0.0041
2023-04-03 02:34 | 0.0232 | 0.0271 | 15.51% | 0.0039
2023-04-03 02:35 | 0.0231 | 0.0271 | 15.94% | 0.004
2023-04-03 02:36 | 0.0233 | 0.0272 | 15.45% | 0.0039
2023-04-03 02:37 | 0.0233 | 0.0272 | 15.45% | 0.0039
2023-04-03 02:38 | 0.0232 | 0.0273 | 16.24% | 0.0041
2023-04-03 02:39 | 0.0231 | 0.0273 | 16.67% | 0.0042
2023-04-03 02:40 | 0.0232 | 0.0273 | 16.24% | 0.0041
2023-04-03 02:41 | 0.0233 | 0.0271 | 15.08% | 0.0038
2023-04-03 02:42 | 0.0233 | 0.0271 | 15.08% | 0.0038
2023-04-03 02:43 | 0.0234 | 0.0273 | 15.38% | 0.0039
2023-04-03 02:44 | 0.0233 | 0.0272 | 15.45% | 0.0039
2023-04-03 02:45 | 0.0234 | 0.0272 | 15.02% | 0.0038
2023-04-03 02:46 | 0.0233 | 0.0272 | 15.45% | 0.0039
2023-04-03 02:47 | 0.0233 | 0.0272 | 15.45% | 0.0039
2023-04-03 02:48 | 0.0232 | 0.0272 | 15.87% | 0.004
2023-04-03 02:49 | 0.0235 | 0.0272 | 14.6% | 0.0037
2023-04-03 02:50 | 0.0234 | 0.0271 | 14.65% | 0.0037
2023-04-03 02:51 | 0.0233 | 0.0272 | 15.45% | 0.0039
2023-04-03 02:52 | 0.0234 | 0.0271 | 14.65% | 0.0037
2023-04-03 02:53 | 0.0234 | 0.0272 | 15.02% | 0.0038
2023-04-03 02:54 | 0.0233 | 0.0272 | 15.45% | 0.0039
2023-04-03 02:55 | 0.0234 | 0.0273 | 15.38% | 0.0039
2023-04-03 02:56 | 0.0233 | 0.0273 | 15.81% | 0.004
2023-04-03 02:57 | 0.0233 | 0.0272 | 15.45% | 0.0039
2023-04-03 02:58 | 0.0234 | 0.0271 | 14.65% | 0.0037
2023-04-03 02:59 | 0.0235 | 0.0272 | 14.6% | 0.0037
2023-04-03 03:00 | 0.0234 | 0.0272 | 15.02% | 0.0038
2023-04-03 03:01 | 0.0233 | 0.0272 | 15.45% | 0.0039
2023-04-03 03:02 | 0.0234 | 0.0272 | 15.02% | 0.0038
2023-04-03 03:03 | 0.0234 | 0.0273 | 15.38% | 0.0039
2023-04-03 03:04 | 0.0234 | 0.0272 | 15.02% | 0.0038
2023-04-03 03:05 | 0.0234 | 0.0271 | 14.65% | 0.0037
2023-04-03 03:06 | 0.0233 | 0.0271 | 15.08% | 0.0038
2023-04-03 03:07 | 0.0235 | 0.0272 | 14.6% | 0.0037
2023-04-03 03:08 | 0.0232 | 0.0272 | 15.87% | 0.004
2023-04-03 03:09 | 0.0233 | 0.0271 | 15.08% | 0.0038
2023-04-03 03:10 | 0.0235 | 0.027 | 13.86% | 0.0035
2023-04-03 03:11 | 0.0234 | 0.0272 | 15.02% | 0.0038
2023-04-03 03:12 | 0.0235 | 0.0271 | 14.23% | 0.0036
2023-04-03 03:13 | 0.0235 | 0.0273 | 14.96% | 0.0038
2023-04-03 03:14 | 0.0235 | 0.0272 | 14.6% | 0.0037
2023-04-03 03:15 | 0.0235 | 0.0273 | 14.96% | 0.0038
2023-04-03 03:16 | 0.0234 | 0.0273 | 15.38% | 0.0039
2023-04-03 03:17 | 0.0233 | 0.0274 | 16.17% | 0.0041
2023-04-03 03:18 | 0.0231 | 0.0273 | 16.67% | 0.0042
2023-04-03 03:19 | 0.0234 | 0.0274 | 15.75% | 0.004
2023-04-03 03:20 | 0.0233 | 0.0273 | 15.81% | 0.004
2023-04-03 03:21 | 0.0233 | 0.0271 | 15.08% | 0.0038
2023-04-03 03:22 | 0.0233 | 0.0273 | 15.81% | 0.004
2023-04-03 03:23 | 0.0232 | 0.0272 | 15.87% | 0.004
2023-04-03 03:24 | 0.0234 | 0.0272 | 15.02% | 0.0038
2023-04-03 03:25 | 0.0233 | 0.0271 | 15.08% | 0.0038
2023-04-03 03:26 | 0.0232 | 0.0272 | 15.87% | 0.004
2023-04-03 03:27 | 0.0234 | 0.027 | 14.29% | 0.0036
2023-04-03 03:28 | 0.0232 | 0.0271 | 15.51% | 0.0039
2023-04-03 03:29 | 0.0233 | 0.0273 | 15.81% | 0.004
2023-04-03 03:30 | 0.0233 | 0.0272 | 15.45% | 0.0039
2023-04-03 03:31 | 0.0233 | 0.0272 | 15.45% | 0.0039
2023-04-03 03:32 | 0.0233 | 0.0271 | 15.08% | 0.0038
2023-04-03 03:33 | 0.0233 | 0.0272 | 15.45% | 0.0039
2023-04-03 03:34 | 0.0233 | 0.0271 | 15.08% | 0.0038
2023-04-03 03:35 | 0.0235 | 0.0272 | 14.6% | 0.0037
2023-04-03 03:36 | 0.0234 | 0.027 | 14.29% | 0.0036
2023-04-03 03:37 | 0.0234 | 0.0271 | 14.65% | 0.0037
2023-04-03 03:38 | 0.0236 | 0.0273 | 14.54% | 0.0037
2023-04-03 03:39 | 0.0235 | 0.0269 | 13.49% | 0.0034
2023-04-03 03:40 | 0.0233 | 0.0272 | 15.45% | 0.0039
2023-04-03 03:41 | 0.0235 | 0.0272 | 14.6% | 0.0037
2023-04-03 03:42 | 0.0234 | 0.0272 | 15.02% | 0.0038
2023-04-03 03:43 | 0.0234 | 0.0271 | 14.65% | 0.0037
2023-04-03 03:44 | 0.0234 | 0.0272 | 15.02% | 0.0038
2023-04-03 03:45 | 0.0231 | 0.0272 | 16.3% | 0.0041
2023-04-03 03:46 | 0.0232 | 0.027 | 15.14% | 0.0038
2023-04-03 03:47 | 0.0232 | 0.0272 | 15.87% | 0.004
2023-04-03 03:48 | 0.0232 | 0.0273 | 16.24% | 0.0041
2023-04-03 03:49 | 0.0233 | 0.0272 | 15.45% | 0.0039
2023-04-03 03:50 | 0.0232 | 0.0273 | 16.24% | 0.0041
2023-04-03 03:51 | 0.0231 | 0.0273 | 16.67% | 0.0042
2023-04-03 03:52 | 0.0227 | 0.0274 | 18.76% | 0.0047
2023-04-03 03:53 | 0.0228 | 0.0275 | 18.69% | 0.0047
2023-04-03 03:54 | 0.0229 | 0.0274 | 17.89% | 0.0045
2023-04-03 03:55 | 0.023 | 0.0271 | 16.37% | 0.0041
2023-04-03 03:56 | 0.0232 | 0.0273 | 16.24% | 0.0041
2023-04-03 03:57 | 0.0229 | 0.0272 | 17.17% | 0.0043
2023-04-03 03:58 | 0.0232 | 0.0271 | 15.51% | 0.0039
2023-04-03 03:59 | 0.023 | 0.0272 | 16.73% | 0.0042
2023-04-03 04:00 | 0.0229 | 0.0271 | 16.8% | 0.0042
2023-04-03 04:01 | 0.0231 | 0.0273 | 16.67% | 0.0042
2023-04-03 04:02 | 0.0231 | 0.0273 | 16.67% | 0.0042
2023-04-03 04:03 | 0.0232 | 0.0273 | 16.24% | 0.0041
2023-04-03 04:04 | 0.0232 | 0.0272 | 15.87% | 0.004
2023-04-03 04:05 | 0.0231 | 0.0271 | 15.94% | 0.004
2023-04-03 04:06 | 0.0232 | 0.0273 | 16.24% | 0.0041
2023-04-03 04:07 | 0.0233 | 0.0272 | 15.45% | 0.0039
2023-04-03 04:08 | 0.0235 | 0.0271 | 14.23% | 0.0036
2023-04-03 04:09 | 0.0232 | 0.0271 | 15.51% | 0.0039
2023-04-03 04:10 | 0.0233 | 0.0272 | 15.45% | 0.0039
2023-04-03 04:11 | 0.0233 | 0.0271 | 15.08% | 0.0038
2023-04-03 04:12 | 0.0235 | 0.0273 | 14.96% | 0.0038
2023-04-03 04:13 | 0.0233 | 0.0272 | 15.45% | 0.0039
2023-04-03 04:14 | 0.0235 | 0.0274 | 15.32% | 0.0039
2023-04-03 04:15 | 0.0233 | 0.0272 | 15.45% | 0.0039
2023-04-03 04:16 | 0.0232 | 0.0274 | 16.6% | 0.0042
2023-04-03 04:17 | 0.0232 | 0.0272 | 15.87% | 0.004
2023-04-03 04:18 | 0.0231 | 0.0272 | 16.3% | 0.0041
2023-04-03 04:19 | 0.0233 | 0.0272 | 15.45% | 0.0039
2023-04-03 04:20 | 0.0231 | 0.0272 | 16.3% | 0.0041
2023-04-03 04:21 | 0.0232 | 0.0273 | 16.24% | 0.0041
2023-04-03 04:22 | 0.0233 | 0.0273 | 15.81% | 0.004
2023-04-03 04:23 | 0.0231 | 0.0271 | 15.94% | 0.004
2023-04-03 04:24 | 0.023 | 0.0273 | 17.1% | 0.0043
2023-04-03 04:25 | 0.023 | 0.0273 | 17.1% | 0.0043
2023-04-03 04:26 | 0.0231 | 0.0275 | 17.39% | 0.0044
2023-04-03 04:27 | 0.0234 | 0.028 | 17.9% | 0.0046
2023-04-03 04:28 | 0.0229 | 0.027 | 16.43% | 0.0041
2023-04-03 04:29 | 0.0231 | 0.0272 | 16.3% | 0.0041
2023-04-03 04:30 | 0.0229 | 0.0273 | 17.53% | 0.0044
2023-04-03 04:31 | 0.0231 | 0.0273 | 16.67% | 0.0042
2023-04-03 04:32 | 0.0232 | 0.0273 | 16.24% | 0.0041
2023-04-03 04:33 | 0.023 | 0.0272 | 16.73% | 0.0042
2023-04-03 04:34 | 0.0232 | 0.0273 | 16.24% | 0.0041
2023-04-03 04:35 | 0.023 | 0.0273 | 17.1% | 0.0043
2023-04-03 04:36 | 0.0232 | 0.0273 | 16.24% | 0.0041
2023-04-03 04:37 | 0.0231 | 0.0273 | 16.67% | 0.0042
2023-04-03 04:38 | 0.0231 | 0.0272 | 16.3% | 0.0041
2023-04-03 04:39 | 0.0231 | 0.0272 | 16.3% | 0.0041
2023-04-03 04:40 | 0.0232 | 0.0273 | 16.24% | 0.0041
2023-04-03 04:41 | 0.0232 | 0.0272 | 15.87% | 0.004
2023-04-03 04:42 | 0.0235 | 0.0272 | 14.6% | 0.0037
2023-04-03 04:43 | 0.0234 | 0.0271 | 14.65% | 0.0037
2023-04-03 04:44 | 0.0233 | 0.0269 | 14.34% | 0.0036
2023-04-03 04:45 | 0.0234 | 0.0271 | 14.65% | 0.0037
2023-04-03 04:46 | 0.0233 | 0.027 | 14.71% | 0.0037
2023-04-03 04:47 | 0.0234 | 0.0271 | 14.65% | 0.0037
2023-04-03 04:48 | 0.0233 | 0.0272 | 15.45% | 0.0039
2023-04-03 04:49 | 0.0234 | 0.0271 | 14.65% | 0.0037
2023-04-03 04:50 | 0.0233 | 0.0272 | 15.45% | 0.0039
2023-04-03 04:51 | 0.0231 | 0.0273 | 16.67% | 0.0042
2023-04-03 04:52 | 0.0228 | 0.0272 | 17.6% | 0.0044
2023-04-03 04:53 | 0.0228 | 0.0271 | 17.23% | 0.0043
2023-04-03 04:54 | 0.0231 | 0.0271 | 15.94% | 0.004
2023-04-03 04:55 | 0.0231 | 0.0272 | 16.3% | 0.0041
2023-04-03 04:56 | 0.0232 | 0.0273 | 16.24% | 0.0041
2023-04-03 04:57 | 0.0232 | 0.027 | 15.14% | 0.0038
2023-04-03 04:58 | 0.0229 | 0.0273 | 17.53% | 0.0044
2023-04-03 04:59 | 0.0229 | 0.0271 | 16.8% | 0.0042
2023-04-03 05:00 | 0.023 | 0.0272 | 16.73% | 0.0042
2023-04-03 05:01 | 0.0231 | 0.0272 | 16.3% | 0.0041
2023-04-03 05:02 | 0.0232 | 0.0273 | 16.24% | 0.0041
2023-04-03 05:03 | 0.0233 | 0.0274 | 16.17% | 0.0041
2023-04-03 05:04 | 0.0231 | 0.0271 | 15.94% | 0.004
2023-04-03 05:05 | 0.023 | 0.0272 | 16.73% | 0.0042
2023-04-03 05:06 | 0.0231 | 0.0271 | 15.94% | 0.004
2023-04-03 05:07 | 0.0231 | 0.027 | 15.57% | 0.0039
2023-04-03 05:08 | 0.0231 | 0.027 | 15.57% | 0.0039
2023-04-03 05:09 | 0.0232 | 0.0272 | 15.87% | 0.004
2023-04-03 05:10 | 0.023 | 0.0269 | 15.63% | 0.0039
2023-04-03 05:11 | 0.0231 | 0.0271 | 15.94% | 0.004
2023-04-03 05:12 | 0.0231 | 0.027 | 15.57% | 0.0039
2023-04-03 05:13 | 0.0232 | 0.027 | 15.14% | 0.0038
2023-04-03 05:14 | 0.0231 | 0.0269 | 15.2% | 0.0038
2023-04-03 05:15 | 0.023 | 0.027 | 16% | 0.004
2023-04-03 05:16 | 0.0232 | 0.0269 | 14.77% | 0.0037
2023-04-03 05:17 | 0.0232 | 0.0271 | 15.51% | 0.0039
2023-04-03 05:18 | 0.0231 | 0.0271 | 15.94% | 0.004
2023-04-03 05:19 | 0.0232 | 0.027 | 15.14% | 0.0038
2023-04-03 05:20 | 0.023 | 0.0273 | 17.1% | 0.0043
2023-04-03 05:21 | 0.0232 | 0.0273 | 16.24% | 0.0041
2023-04-03 05:22 | 0.0229 | 0.0272 | 17.17% | 0.0043
2023-04-03 05:23 | 0.0228 | 0.0272 | 17.6% | 0.0044
2023-04-03 05:24 | 0.023 | 0.0272 | 16.73% | 0.0042
2023-04-03 05:25 | 0.023 | 0.0273 | 17.1% | 0.0043
2023-04-03 05:26 | 0.0231 | 0.0272 | 16.3% | 0.0041
2023-04-03 05:27 | 0.0229 | 0.0272 | 17.17% | 0.0043
2023-04-03 05:28 | 0.023 | 0.0271 | 16.37% | 0.0041
2023-04-03 05:29 | 0.0231 | 0.0272 | 16.3% | 0.0041
2023-04-03 05:30 | 0.0231 | 0.0272 | 16.3% | 0.0041
2023-04-03 05:31 | 0.0229 | 0.027 | 16.43% | 0.0041
2023-04-03 05:32 | 0.023 | 0.0272 | 16.73% | 0.0042
2023-04-03 05:33 | 0.0229 | 0.0272 | 17.17% | 0.0043
2023-04-03 05:34 | 0.0229 | 0.0269 | 16.06% | 0.004
2023-04-03 05:35 | 0.0231 | 0.0269 | 15.2% | 0.0038
2023-04-03 05:36 | 0.0231 | 0.027 | 15.57% | 0.0039
2023-04-03 05:37 | 0.023 | 0.0268 | 15.26% | 0.0038
2023-04-03 05:38 | 0.0231 | 0.0271 | 15.94% | 0.004
2023-04-03 05:39 | 0.0233 | 0.027 | 14.71% | 0.0037
2023-04-03 05:40 | 0.023 | 0.0271 | 16.37% | 0.0041
2023-04-03 05:41 | 0.0231 | 0.027 | 15.57% | 0.0039
2023-04-03 05:42 | 0.0231 | 0.027 | 15.57% | 0.0039
2023-04-03 05:43 | 0.0231 | 0.0271 | 15.94% | 0.004
2023-04-03 05:44 | 0.0232 | 0.027 | 15.14% | 0.0038
2023-04-03 05:45 | 0.0231 | 0.0269 | 15.2% | 0.0038
2023-04-03 05:46 | 0.0231 | 0.0269 | 15.2% | 0.0038
2023-04-03 05:47 | 0.023 | 0.0269 | 15.63% | 0.0039
2023-04-03 05:48 | 0.023 | 0.0269 | 15.63% | 0.0039
2023-04-03 05:49 | 0.0232 | 0.0269 | 14.77% | 0.0037
2023-04-03 05:50 | 0.023 | 0.0268 | 15.26% | 0.0038
2023-04-03 05:51 | 0.0228 | 0.0269 | 16.5% | 0.0041
2023-04-03 05:52 | 0.0228 | 0.0268 | 16.13% | 0.004
2023-04-03 05:53 | 0.0229 | 0.0269 | 16.06% | 0.004
2023-04-03 05:54 | 0.0229 | 0.027 | 16.43% | 0.0041
2023-04-03 05:55 | 0.0228 | 0.0269 | 16.5% | 0.0041
2023-04-03 05:56 | 0.023 | 0.0272 | 16.73% | 0.0042
2023-04-03 05:57 | 0.0228 | 0.027 | 16.87% | 0.0042
2023-04-03 05:58 | 0.023 | 0.0269 | 15.63% | 0.0039
2023-04-03 05:59 | 0.0229 | 0.0269 | 16.06% | 0.004
2023-04-03 06:00 | 0.0227 | 0.0268 | 16.57% | 0.0041
2023-04-03 06:01 | 0.0229 | 0.0268 | 15.69% | 0.0039
2023-04-03 06:02 | 0.0228 | 0.0268 | 16.13% | 0.004
2023-04-03 06:03 | 0.023 | 0.0268 | 15.26% | 0.0038
2023-04-03 06:04 | 0.0231 | 0.0271 | 15.94% | 0.004
2023-04-03 06:05 | 0.0232 | 0.0272 | 15.87% | 0.004
2023-04-03 06:06 | 0.0232 | 0.027 | 15.14% | 0.0038
2023-04-03 06:07 | 0.0231 | 0.0273 | 16.67% | 0.0042
2023-04-03 06:08 | 0.0231 | 0.0272 | 16.3% | 0.0041
2023-04-03 06:09 | 0.0234 | 0.0274 | 15.75% | 0.004
2023-04-03 06:10 | 0.0233 | 0.0273 | 15.81% | 0.004
2023-04-03 06:11 | 0.0234 | 0.0274 | 15.75% | 0.004
2023-04-03 06:12 | 0.0234 | 0.0273 | 15.38% | 0.0039
2023-04-03 06:13 | 0.0234 | 0.0275 | 16.11% | 0.0041
2023-04-03 06:14 | 0.0234 | 0.0273 | 15.38% | 0.0039
2023-04-03 06:15 | 0.0233 | 0.0274 | 16.17% | 0.0041
2023-04-03 06:16 | 0.0234 | 0.0273 | 15.38% | 0.0039
2023-04-03 06:17 | 0.0234 | 0.0272 | 15.02% | 0.0038
2023-04-03 06:18 | 0.0233 | 0.0272 | 15.45% | 0.0039
2023-04-03 06:19 | 0.0231 | 0.027 | 15.57% | 0.0039
2023-04-03 06:20 | 0.0233 | 0.0273 | 15.81% | 0.004
2023-04-03 06:21 | 0.0232 | 0.0269 | 14.77% | 0.0037
2023-04-03 06:22 | 0.0229 | 0.0271 | 16.8% | 0.0042
2023-04-03 06:23 | 0.0231 | 0.0272 | 16.3% | 0.0041
2023-04-03 06:24 | 0.0232 | 0.027 | 15.14% | 0.0038
2023-04-03 06:25 | 0.0231 | 0.0272 | 16.3% | 0.0041
2023-04-03 06:26 | 0.0231 | 0.027 | 15.57% | 0.0039
2023-04-03 06:27 | 0.0231 | 0.0269 | 15.2% | 0.0038
2023-04-03 06:28 | 0.0228 | 0.0267 | 15.76% | 0.0039
2023-04-03 06:29 | 0.023 | 0.0267 | 14.89% | 0.0037
2023-04-03 06:30 | 0.0228 | 0.0268 | 16.13% | 0.004
2023-04-03 06:31 | 0.0228 | 0.0269 | 16.5% | 0.0041
2023-04-03 06:32 | 0.0228 | 0.0269 | 16.5% | 0.0041
2023-04-03 06:33 | 0.0228 | 0.0266 | 15.38% | 0.0038
2023-04-03 06:34 | 0.0228 | 0.0267 | 15.76% | 0.0039
2023-04-03 06:35 | 0.0231 | 0.0266 | 14.08% | 0.0035
2023-04-03 06:36 | 0.0232 | 0.0269 | 14.77% | 0.0037
2023-04-03 06:37 | 0.0231 | 0.0268 | 14.83% | 0.0037
2023-04-03 06:38 | 0.023 | 0.0268 | 15.26% | 0.0038
2023-04-03 06:39 | 0.0231 | 0.0267 | 14.46% | 0.0036
2023-04-03 06:40 | 0.023 | 0.0269 | 15.63% | 0.0039
2023-04-03 06:41 | 0.0231 | 0.0268 | 14.83% | 0.0037
2023-04-03 06:42 | 0.0232 | 0.0268 | 14.4% | 0.0036
2023-04-03 06:43 | 0.0233 | 0.0268 | 13.97% | 0.0035
2023-04-03 06:44 | 0.0233 | 0.027 | 14.71% | 0.0037
2023-04-03 06:45 | 0.0233 | 0.0268 | 13.97% | 0.0035
2023-04-03 06:46 | 0.023 | 0.0269 | 15.63% | 0.0039
2023-04-03 06:47 | 0.0231 | 0.0268 | 14.83% | 0.0037
2023-04-03 06:48 | 0.2475 | 0.2334 | -5.864% | -0.0141
2023-04-03 06:49 | 0.3743 | 0.3547 | -5.377% | -0.0196
2023-04-03 06:50 | 0.6091 | 0.602 | -1.172% | -0.0071
2023-04-03 06:51 | 0.7119 | 0.7013 | -1.5% | -0.0106
2023-04-03 06:52 | 0.7361 | 0.7244 | -1.602% | -0.0117
2023-04-03 06:53 | 0.8081 | 0.7942 | -1.735% | -0.0139
2023-04-03 06:54 | 1.0361 | 1.0148 | -2.077% | -0.0213
2023-04-03 06:55 | 1.2877 | 1.2591 | -2.246% | -0.0286
2023-04-03 06:56 | 1.401 | 1.3688 | -2.325% | -0.0322
2023-04-03 06:57 | 1.4553 | 1.4224 | -2.287% | -0.0329
2023-04-03 06:58 | 1.4837 | 1.4498 | -2.311% | -0.0339
2023-04-03 06:59 | 1.4182 | 1.3857 | -2.318% | -0.0325
2023-04-03 07:00 | 1.3425 | 1.3123 | -2.275% | -0.0302
2023-04-03 07:01 | 1.3171 | 1.2877 | -2.257% | -0.0294
2023-04-03 07:02 | 1.2433 | 1.2158 | -2.237% | -0.0275
2023-04-03 07:03 | 1.2221 | 1.1952 | -2.226% | -0.0269
2023-04-03 07:04 | 1.2007 | 1.1742 | -2.232% | -0.0265
2023-04-03 07:05 | 1.1882 | 1.162 | -2.23% | -0.0262
2023-04-03 07:06 | 1.184 | 1.1579 | -2.229% | -0.0261
2023-04-03 07:07 | 1.1808 | 1.1548 | -2.226% | -0.026
2023-04-03 07:08 | 1.183 | 1.157 | -2.222% | -0.026
2023-04-03 07:09 | 1.1915 | 1.1652 | -2.232% | -0.0263
2023-04-03 07:10 | 1.1948 | 1.1686 | -2.217% | -0.0262
2023-04-03 07:11 | 1.1961 | 1.1696 | -2.24% | -0.0265
2023-04-03 07:12 | 1.1931 | 1.1668 | -2.229% | -0.0263
2023-04-03 07:13 | 1.1843 | 1.1582 | -2.228% | -0.0261
2023-04-03 07:14 | 1.1822 | 1.1562 | -2.224% | -0.026
2023-04-03 07:15 | 1.1823 | 1.1565 | -2.206% | -0.0258
2023-04-03 07:16 | 1.1832 | 1.1579 | -2.161% | -0.0253
2023-04-03 07:17 | 1.1834 | 1.1576 | -2.204% | -0.0258
2023-04-03 07:18 | 1.1838 | 1.1579 | -2.212% | -0.0259
2023-04-03 07:19 | 1.1911 | 1.1652 | -2.198% | -0.0259
2023-04-03 07:20 | 1.1972 | 1.1712 | -2.196% | -0.026
2023-04-03 07:21 | 1.198 | 1.172 | -2.194% | -0.026
2023-04-03 07:22 | 1.1996 | 1.1733 | -2.217% | -0.0263
2023-04-03 07:23 | 1.2002 | 1.1742 | -2.19% | -0.026
2023-04-03 07:24 | 1.2006 | 1.1742 | -2.223% | -0.0264
2023-04-03 07:25 | 1.2009 | 1.1746 | -2.214% | -0.0263
2023-04-03 07:26 | 1.2015 | 1.1755 | -2.188% | -0.026
2023-04-03 07:27 | 1.2033 | 1.1772 | -2.193% | -0.0261
2023-04-03 07:28 | 1.2108 | 1.1844 | -2.204% | -0.0264
2023-04-03 07:29 | 1.2094 | 1.1832 | -2.19% | -0.0262
2023-04-03 07:30 | 1.1494 | 1.1247 | -2.172% | -0.0247
2023-04-03 07:31 | 1.1593 | 1.1346 | -2.154% | -0.0247
2023-04-03 07:32 | 1.0907 | 1.0678 | -2.122% | -0.0229
2023-04-03 07:33 | 1.0756 | 1.0531 | -2.114% | -0.0225
2023-04-03 07:34 | 1.0397 | 1.0183 | -2.08% | -0.0214
2023-04-03 07:35 | 1.0005 | 0.9805 | -2.019% | -0.02
2023-04-03 07:36 | 1.0059 | 0.9854 | -2.059% | -0.0205
2023-04-03 07:37 | 0.9987 | 0.9787 | -2.023% | -0.02
2023-04-03 07:38 | 0.9569 | 0.9379 | -2.005% | -0.019
2023-04-03 07:39 | 0.946 | 0.9273 | -1.996% | -0.0187
2023-04-03 07:40 | 0.9326 | 0.9142 | -1.993% | -0.0184
2023-04-03 07:41 | 0.9174 | 0.8997 | -1.948% | -0.0177
2023-04-03 07:42 | 0.9072 | 0.8899 | -1.925% | -0.0173
2023-04-03 07:43 | 0.9481 | 0.9293 | -2.003% | -0.0188
2023-04-03 07:44 | 0.9557 | 0.9368 | -1.997% | -0.0189
2023-04-03 07:45 | 0.9518 | 0.9331 | -1.984% | -0.0187
2023-04-03 07:46 | 0.9868 | 0.9668 | -2.048% | -0.02
2023-04-03 07:47 | 1.0326 | 1.0114 | -2.074% | -0.0212
2023-04-03 07:48 | 1.0305 | 1.0097 | -2.039% | -0.0208
2023-04-03 07:49 | 1.0296 | 1.0087 | -2.051% | -0.0209
2023-04-03 07:50 | 1.0337 | 1.0129 | -2.033% | -0.0208
2023-04-03 07:51 | 1.0335 | 1.0125 | -2.053% | -0.021
2023-04-03 07:52 | 1.0348 | 1.0138 | -2.05% | -0.021
2023-04-03 07:53 | 1.0354 | 1.0142 | -2.069% | -0.0212
2023-04-03 07:54 | 1.0372 | 1.0162 | -2.045% | -0.021
2023-04-03 07:55 | 1.0392 | 1.0181 | -2.051% | -0.0211
2023-04-03 07:56 | 1.0398 | 1.0185 | -2.07% | -0.0213
2023-04-03 07:57 | 1.0422 | 1.0211 | -2.045% | -0.0211
2023-04-03 07:58 | 1.0439 | 1.0225 | -2.071% | -0.0214
2023-04-03 07:59 | 1.0582 | 1.0364 | -2.082% | -0.0218
2023-04-03 08:00 | 1.0635 | 1.0418 | -2.061% | -0.0217
2023-04-03 08:01 | 1.0708 | 1.0487 | -2.085% | -0.0221
2023-04-03 08:02 | 1.006 | 0.9857 | -2.038% | -0.0203
2023-04-03 08:03 | 1.0073 | 0.987 | -2.036% | -0.0203
2023-04-03 08:04 | 0.9665 | 0.9475 | -1.985% | -0.019
2023-04-03 08:05 | 0.9671 | 0.9481 | -1.984% | -0.019
2023-04-03 08:06 | 0.9204 | 0.9029 | -1.92% | -0.0175
2023-04-03 08:07 | 0.9043 | 0.8871 | -1.92% | -0.0172
2023-04-03 08:08 | 0.8456 | 0.83 | -1.862% | -0.0156
2023-04-03 08:09 | 0.8291 | 0.8139 | -1.85% | -0.0152
2023-04-03 08:10 | 0.8163 | 0.8014 | -1.842% | -0.0149
2023-04-03 08:11 | 0.8093 | 0.7948 | -1.808% | -0.0145
2023-04-03 08:12 | 0.8345 | 0.8197 | -1.789% | -0.0148
2023-04-03 08:13 | 0.8645 | 0.8485 | -1.868% | -0.016
2023-04-03 08:14 | 0.8555 | 0.8397 | -1.864% | -0.0158
2023-04-03 08:15 | 0.8857 | 0.8692 | -1.88% | -0.0165
2023-04-03 08:16 | 0.9154 | 0.8978 | -1.941% | -0.0176
2023-04-03 08:17 | 0.9143 | 0.8967 | -1.944% | -0.0176
2023-04-03 08:18 | 0.9137 | 0.8965 | -1.9% | -0.0172
2023-04-03 08:19 | 0.9118 | 0.8948 | -1.882% | -0.017
2023-04-03 08:20 | 0.9114 | 0.8951 | -1.805% | -0.0163
2023-04-03 08:21 | 0.91 | 0.8936 | -1.819% | -0.0164
2023-04-03 08:22 | 0.9092 | 0.8926 | -1.843% | -0.0166
2023-04-03 08:23 | 0.91 | 0.8939 | -1.785% | -0.0161
2023-04-03 08:24 | 0.9119 | 0.8954 | -1.826% | -0.0165
2023-04-03 08:25 | 0.9123 | 0.8958 | -1.825% | -0.0165
2023-04-03 08:26 | 0.9133 | 0.8969 | -1.812% | -0.0164
2023-04-03 08:27 | 0.925 | 0.908 | -1.855% | -0.017
2023-04-03 08:28 | 0.927 | 0.9099 | -1.862% | -0.0171
2023-04-03 08:29 | 0.9368 | 0.9194 | -1.875% | -0.0174
2023-04-03 08:30 | 0.9532 | 0.935 | -1.928% | -0.0182
2023-04-03 08:31 | 0.9565 | 0.9381 | -1.942% | -0.0184
2023-04-03 08:32 | 0.9141 | 0.8974 | -1.844% | -0.0167
2023-04-03 08:33 | 0.909 | 0.8916 | -1.933% | -0.0174
2023-04-03 08:34 | 0.8577 | 0.8421 | -1.836% | -0.0156
2023-04-03 08:35 | 0.8504 | 0.835 | -1.827% | -0.0154
2023-04-03 08:36 | 0.844 | 0.8289 | -1.805% | -0.0151
2023-04-03 08:37 | 0.7892 | 0.7758 | -1.712% | -0.0134
2023-04-03 08:38 | 0.7701 | 0.7571 | -1.702% | -0.013
2023-04-03 08:39 | 0.812 | 0.7979 | -1.752% | -0.0141
2023-04-03 08:40 | 0.82 | 0.8056 | -1.772% | -0.0144
2023-04-03 08:41 | 0.8098 | 0.7958 | -1.744% | -0.014
2023-04-03 08:42 | 0.8028 | 0.7888 | -1.759% | -0.014
2023-04-03 08:43 | 0.8528 | 0.8376 | -1.798% | -0.0152
2023-04-03 08:44 | 0.8668 | 0.8509 | -1.851% | -0.0159
2023-04-03 08:45 | 0.8687 | 0.8525 | -1.882% | -0.0162
2023-04-03 08:46 | 0.86 | 0.8441 | -1.866% | -0.0159
2023-04-03 08:47 | 0.8536 | 0.838 | -1.844% | -0.0156
2023-04-03 08:48 | 0.8535 | 0.838 | -1.833% | -0.0155
2023-04-03 08:49 | 0.8836 | 0.8672 | -1.873% | -0.0164
2023-04-03 08:50 | 0.7802 | 0.7674 | -1.654% | -0.0128
2023-04-03 08:51 | 0.2796 | 0.2787 | -0.3224% | -0.0009
2023-04-03 08:52 | 0.0866 | 0.0837 | -3.406% | -0.0029
2023-04-03 08:53 | 0.1228 | 0.118 | -3.987% | -0.0048
2023-04-03 08:54 | 0.7663 | 0.7477 | -2.457% | -0.0186
2023-04-03 08:55 | 0.3392 | 0.3312 | -2.387% | -0.008
2023-04-03 08:56 | 0.0986 | 0.0953 | -3.404% | -0.0033
2023-04-03 08:57 | 0.376 | 0.3607 | -4.154% | -0.0153
2023-04-03 08:58 | 0.7096 | 0.6991 | -1.491% | -0.0105
2023-04-03 08:59 | 0.9918 | 0.9724 | -1.975% | -0.0194
2023-04-03 09:00 | 1.08 | 1.0581 | -2.049% | -0.0219
2023-04-03 09:01 | 1.1651 | 1.1407 | -2.116% | -0.0244
2023-04-03 09:02 | 1.2098 | 1.184 | -2.156% | -0.0258
2023-04-03 09:03 | 1.2428 | 1.2162 | -2.163% | -0.0266
2023-04-03 09:04 | 1.196 | 1.1708 | -2.129% | -0.0252
2023-04-03 09:05 | 1.1751 | 1.1504 | -2.124% | -0.0247
2023-04-03 09:06 | 1.1023 | 1.0795 | -2.09% | -0.0228
2023-04-03 09:07 | 1.1011 | 1.0783 | -2.092% | -0.0228
2023-04-03 09:08 | 1.0765 | 1.0543 | -2.084% | -0.0222
2023-04-03 09:09 | 1.0133 | 0.9929 | -2.034% | -0.0204
2023-04-03 09:10 | 1.0194 | 0.9991 | -2.011% | -0.0203
2023-04-03 09:11 | 0.98 | 0.9603 | -2.031% | -0.0197
2023-04-03 09:12 | 0.9458 | 0.9275 | -1.954% | -0.0183
2023-04-03 09:13 | 0.9518 | 0.9329 | -2.006% | -0.0189
2023-04-03 09:14 | 0.8821 | 0.8654 | -1.911% | -0.0167
2023-04-03 09:15 | 0.8077 | 0.7929 | -1.849% | -0.0148
2023-04-03 09:16 | 0.7974 | 0.783 | -1.822% | -0.0144
2023-04-03 09:17 | 0.7924 | 0.7779 | -1.847% | -0.0145
2023-04-03 09:18 | 0.7623 | 0.7487 | -1.8% | -0.0136
2023-04-03 09:19 | 0.742 | 0.7291 | -1.754% | -0.0129
2023-04-03 09:20 | 0.7364 | 0.7239 | -1.712% | -0.0125
2023-04-03 09:21 | 0.6913 | 0.6801 | -1.633% | -0.0112
2023-04-03 09:22 | 0.5713 | 0.5645 | -1.197% | -0.0068
2023-04-03 09:23 | 0.5482 | 0.5423 | -1.082% | -0.0059
2023-04-03 09:24 | 0.5339 | 0.5288 | -0.9598% | -0.0051
2023-04-03 09:25 | 0.5244 | 0.52 | -0.8426% | -0.0044
2023-04-03 09:26 | 0.5699 | 0.5638 | -1.076% | -0.0061
2023-04-03 09:27 | 0.5563 | 0.5509 | -0.9754% | -0.0054
2023-04-03 09:28 | 0.6134 | 0.6059 | -1.23% | -0.0075
2023-04-03 09:29 | 0.6179 | 0.6104 | -1.221% | -0.0075
2023-04-03 09:30 | 0.6201 | 0.6127 | -1.201% | -0.0074
2023-04-03 09:31 | 0.6204 | 0.6125 | -1.282% | -0.0079
2023-04-03 09:32 | 0.6186 | 0.6108 | -1.269% | -0.0078
2023-04-03 09:33 | 0.6281 | 0.62 | -1.298% | -0.0081
2023-04-03 09:34 | 0.6705 | 0.661 | -1.427% | -0.0095
2023-04-03 09:35 | 0.6664 | 0.6569 | -1.436% | -0.0095
2023-04-03 09:36 | 0.6633 | 0.6538 | -1.443% | -0.0095
2023-04-03 09:37 | 0.6613 | 0.6519 | -1.432% | -0.0094
2023-04-03 09:38 | 0.6596 | 0.65 | -1.466% | -0.0096
2023-04-03 09:39 | 0.6591 | 0.6497 | -1.436% | -0.0094
2023-04-03 09:40 | 0.66 | 0.6505 | -1.45% | -0.0095
2023-04-03 09:41 | 0.6581 | 0.649 | -1.392% | -0.0091
2023-04-03 09:42 | 0.6618 | 0.6525 | -1.415% | -0.0093
2023-04-03 09:43 | 0.668 | 0.6585 | -1.432% | -0.0095
2023-04-03 09:44 | 0.6712 | 0.6616 | -1.441% | -0.0096
2023-04-03 09:45 | 0.6757 | 0.6657 | -1.491% | -0.01
2023-04-03 09:46 | 0.6831 | 0.6727 | -1.534% | -0.0104
2023-04-03 09:47 | 0.6941 | 0.6838 | -1.495% | -0.0103
2023-04-03 09:48 | 0.7015 | 0.6908 | -1.537% | -0.0107
2023-04-03 09:49 | 0.7013 | 0.6906 | -1.537% | -0.0107
2023-04-03 09:50 | 0.6992 | 0.6885 | -1.542% | -0.0107
2023-04-03 09:51 | 0.7019 | 0.6911 | -1.551% | -0.0108
2023-04-03 09:52 | 0.6701 | 0.6602 | -1.488% | -0.0099
2023-04-03 09:53 | 0.6469 | 0.638 | -1.385% | -0.0089
2023-04-03 09:54 | 0.6378 | 0.6293 | -1.342% | -0.0085
2023-04-03 09:55 | 0.6314 | 0.6229 | -1.355% | -0.0085
2023-04-03 09:56 | 0.6258 | 0.6179 | -1.27% | -0.0079
2023-04-03 09:57 | 0.6247 | 0.6166 | -1.305% | -0.0081
2023-04-03 09:58 | 0.6195 | 0.612 | -1.218% | -0.0075
2023-04-03 09:59 | 0.6129 | 0.6055 | -1.215% | -0.0074
2023-04-03 10:00 | 0.6046 | 0.5976 | -1.165% | -0.007
2023-04-03 10:01 | 0.604 | 0.5966 | -1.233% | -0.0074
2023-04-03 10:02 | 0.6025 | 0.5953 | -1.202% | -0.0072
2023-04-03 10:03 | 0.6024 | 0.5951 | -1.219% | -0.0073
2023-04-03 10:04 | 0.601 | 0.5938 | -1.205% | -0.0072
2023-04-03 10:05 | 0.6004 | 0.5931 | -1.223% | -0.0073
2023-04-03 10:06 | 0.6002 | 0.5931 | -1.19% | -0.0071
2023-04-03 10:07 | 0.6014 | 0.5941 | -1.221% | -0.0073
2023-04-03 10:08 | 0.6053 | 0.598 | -1.213% | -0.0073
2023-04-03 10:09 | 0.6115 | 0.604 | -1.234% | -0.0075
2023-04-03 10:10 | 0.6136 | 0.6058 | -1.279% | -0.0078
2023-04-03 10:11 | 0.6157 | 0.6081 | -1.242% | -0.0076
2023-04-03 10:12 | 0.619 | 0.6111 | -1.284% | -0.0079
2023-04-03 10:13 | 0.6238 | 0.6157 | -1.307% | -0.0081
2023-04-03 10:14 | 0.6318 | 0.6233 | -1.354% | -0.0085
2023-04-03 10:15 | 0.6369 | 0.6284 | -1.344% | -0.0085
2023-04-03 10:16 | 0.4938 | 0.4882 | -1.141% | -0.0056
2023-04-03 10:17 | 0.0102 | 0.013 | 24.14% | 0.0028
2023-04-03 10:18 | 0.0092 | 0.0123 | 28.84% | 0.0031
2023-04-03 10:19 | 0.0067 | 0.0099 | 38.55% | 0.0032
2023-04-03 10:20 | 0.0068 | 0.0099 | 37.13% | 0.0031
2023-04-03 10:21 | 0.0065 | 0.01 | 42.42% | 0.0035
2023-04-03 10:22 | 0.0066 | 0.0099 | 40% | 0.0033
2023-04-03 10:23 | 0.019 | 0.0225 | 16.87% | 0.0035
2023-04-03 10:24 | 0.0233 | 0.0269 | 14.34% | 0.0036
2023-04-03 10:25 | 0.0233 | 0.0268 | 13.97% | 0.0035
2023-04-03 10:26 | 0.0233 | 0.0268 | 13.97% | 0.0035
2023-04-03 10:27 | 0.0234 | 0.0268 | 13.55% | 0.0034
2023-04-03 10:28 | 0.0234 | 0.0266 | 12.8% | 0.0032
2023-04-03 10:29 | 0.0233 | 0.0267 | 13.6% | 0.0034
2023-04-03 10:30 | 0.023 | 0.0271 | 16.37% | 0.0041
2023-04-03 10:31 | 0.0232 | 0.0269 | 14.77% | 0.0037
2023-04-03 10:32 | 0.023 | 0.0268 | 15.26% | 0.0038
2023-04-03 10:33 | 0.0229 | 0.0269 | 16.06% | 0.004
2023-04-03 10:34 | 0.023 | 0.0269 | 15.63% | 0.0039
2023-04-03 10:35 | 0.0229 | 0.0267 | 15.32% | 0.0038
2023-04-03 10:36 | 0.0229 | 0.0268 | 15.69% | 0.0039
2023-04-03 10:37 | 0.023 | 0.0267 | 14.89% | 0.0037
2023-04-03 10:38 | 0.0229 | 0.0269 | 16.06% | 0.004
2023-04-03 10:39 | 0.023 | 0.0267 | 14.89% | 0.0037
2023-04-03 10:40 | 0.0229 | 0.0268 | 15.69% | 0.0039
2023-04-03 10:41 | 0.0232 | 0.0267 | 14.03% | 0.0035
2023-04-03 10:42 | 0.023 | 0.0268 | 15.26% | 0.0038
2023-04-03 10:43 | 0.0232 | 0.0269 | 14.77% | 0.0037
2023-04-03 10:44 | 0.0233 | 0.0269 | 14.34% | 0.0036
2023-04-03 10:45 | 0.0232 | 0.0268 | 14.4% | 0.0036
2023-04-03 10:46 | 0.0232 | 0.0267 | 14.03% | 0.0035
2023-04-03 10:47 | 0.0232 | 0.0266 | 13.65% | 0.0034
2023-04-03 10:48 | 0.0232 | 0.0267 | 14.03% | 0.0035
2023-04-03 10:49 | 0.0233 | 0.027 | 14.71% | 0.0037
2023-04-03 10:50 | 0.0232 | 0.0269 | 14.77% | 0.0037
2023-04-03 10:51 | 0.0234 | 0.027 | 14.29% | 0.0036
2023-04-03 10:52 | 0.0233 | 0.0268 | 13.97% | 0.0035
2023-04-03 10:53 | 0.0234 | 0.0268 | 13.55% | 0.0034
2023-04-03 10:54 | 0.0233 | 0.0268 | 13.97% | 0.0035
2023-04-03 10:55 | 0.0233 | 0.0268 | 13.97% | 0.0035
2023-04-03 10:56 | 0.0233 | 0.0269 | 14.34% | 0.0036
2023-04-03 10:57 | 0.0232 | 0.0267 | 14.03% | 0.0035
2023-04-03 10:58 | 0.0234 | 0.0269 | 13.92% | 0.0035
2023-04-03 10:59 | 0.0233 | 0.0268 | 13.97% | 0.0035
2023-04-03 11:00 | 0.0232 | 0.0269 | 14.77% | 0.0037
2023-04-03 11:01 | 0.0231 | 0.0269 | 15.2% | 0.0038
2023-04-03 11:02 | 0.0231 | 0.0269 | 15.2% | 0.0038
2023-04-03 11:03 | 0.0231 | 0.027 | 15.57% | 0.0039
2023-04-03 11:04 | 0.0229 | 0.027 | 16.43% | 0.0041
2023-04-03 11:05 | 0.0231 | 0.0272 | 16.3% | 0.0041
2023-04-03 11:06 | 0.023 | 0.0272 | 16.73% | 0.0042
2023-04-03 11:07 | 0.0232 | 0.027 | 15.14% | 0.0038
2023-04-03 11:08 | 0.023 | 0.0271 | 16.37% | 0.0041
2023-04-03 11:09 | 0.0229 | 0.0269 | 16.06% | 0.004
2023-04-03 11:10 | 0.0231 | 0.0271 | 15.94% | 0.004
2023-04-03 11:11 | 0.0231 | 0.0269 | 15.2% | 0.0038
2023-04-03 11:12 | 0.0231 | 0.0269 | 15.2% | 0.0038
2023-04-03 11:13 | 0.023 | 0.0268 | 15.26% | 0.0038
2023-04-03 11:14 | 0.023 | 0.0267 | 14.89% | 0.0037
2023-04-03 11:15 | 0.023 | 0.0266 | 14.52% | 0.0036
2023-04-03 11:16 | 0.023 | 0.0267 | 14.89% | 0.0037
2023-04-03 11:17 | 0.0231 | 0.0268 | 14.83% | 0.0037
2023-04-03 11:18 | 0.0232 | 0.027 | 15.14% | 0.0038
2023-04-03 11:19 | 0.0233 | 0.027 | 14.71% | 0.0037
2023-04-03 11:20 | 0.0235 | 0.0269 | 13.49% | 0.0034
2023-04-03 11:21 | 0.0234 | 0.027 | 14.29% | 0.0036
2023-04-03 11:22 | 0.0234 | 0.0271 | 14.65% | 0.0037
2023-04-03 11:23 | 0.0235 | 0.0269 | 13.49% | 0.0034
2023-04-03 11:24 | 0.0234 | 0.0268 | 13.55% | 0.0034
2023-04-03 11:25 | 0.0235 | 0.0269 | 13.49% | 0.0034
2023-04-03 11:26 | 0.0234 | 0.0269 | 13.92% | 0.0035
2023-04-03 11:27 | 0.0235 | 0.027 | 13.86% | 0.0035
2023-04-03 11:28 | 0.0237 | 0.0271 | 13.39% | 0.0034
2023-04-03 11:29 | 0.0236 | 0.027 | 13.44% | 0.0034
2023-04-03 11:30 | 0.0237 | 0.0272 | 13.75% | 0.0035
2023-04-03 11:31 | 0.0235 | 0.0269 | 13.49% | 0.0034
2023-04-03 11:32 | 0.0235 | 0.0271 | 14.23% | 0.0036
2023-04-03 11:33 | 0.0234 | 0.0271 | 14.65% | 0.0037
2023-04-03 11:34 | 0.0234 | 0.0272 | 15.02% | 0.0038
2023-04-03 11:35 | 0.0234 | 0.0273 | 15.38% | 0.0039
2023-04-03 11:36 | 0.0235 | 0.0273 | 14.96% | 0.0038
2023-04-03 11:37 | 0.0233 | 0.0272 | 15.45% | 0.0039
2023-04-03 11:38 | 0.0234 | 0.0272 | 15.02% | 0.0038
2023-04-03 11:39 | 0.0233 | 0.0273 | 15.81% | 0.004
2023-04-03 11:40 | 0.0233 | 0.0273 | 15.81% | 0.004
2023-04-03 11:41 | 0.0234 | 0.0274 | 15.75% | 0.004
2023-04-03 11:42 | 0.0235 | 0.0272 | 14.6% | 0.0037
2023-04-03 11:43 | 0.0233 | 0.0272 | 15.45% | 0.0039
2023-04-03 11:44 | 0.0234 | 0.0272 | 15.02% | 0.0038
2023-04-03 11:45 | 0.0236 | 0.0273 | 14.54% | 0.0037
2023-04-03 11:46 | 0.0235 | 0.0272 | 14.6% | 0.0037
2023-04-03 11:47 | 0.0235 | 0.0272 | 14.6% | 0.0037
2023-04-03 11:48 | 0.0234 | 0.0274 | 15.75% | 0.004
2023-04-03 11:49 | 0.0233 | 0.0273 | 15.81% | 0.004
2023-04-03 11:50 | 0.0235 | 0.027 | 13.86% | 0.0035
2023-04-03 11:51 | 0.0235 | 0.0268 | 13.12% | 0.0033
2023-04-03 11:52 | 0.0235 | 0.027 | 13.86% | 0.0035
2023-04-03 11:53 | 0.0235 | 0.0271 | 14.23% | 0.0036
2023-04-03 11:54 | 0.0235 | 0.0272 | 14.6% | 0.0037
2023-04-03 11:55 | 0.0236 | 0.0271 | 13.81% | 0.0035
2023-04-03 11:56 | 0.0235 | 0.0269 | 13.49% | 0.0034
2023-04-03 11:57 | 0.0235 | 0.027 | 13.86% | 0.0035
2023-04-03 11:58 | 0.0233 | 0.027 | 14.71% | 0.0037
2023-04-03 11:59 | 0.0233 | 0.0268 | 13.97% | 0.0035
2023-04-03 12:00 | 0.0234 | 0.0271 | 14.65% | 0.0037
2023-04-03 12:01 | 0.0234 | 0.0269 | 13.92% | 0.0035
2023-04-03 12:02 | 0.0234 | 0.027 | 14.29% | 0.0036
2023-04-03 12:03 | 0.0231 | 0.0271 | 15.94% | 0.004
2023-04-03 12:04 | 0.0232 | 0.0269 | 14.77% | 0.0037
2023-04-03 12:05 | 0.0233 | 0.027 | 14.71% | 0.0037
2023-04-03 12:06 | 0.0232 | 0.0268 | 14.4% | 0.0036
2023-04-03 12:07 | 0.0234 | 0.0271 | 14.65% | 0.0037
2023-04-03 12:08 | 0.0232 | 0.0271 | 15.51% | 0.0039
2023-04-03 12:09 | 0.0234 | 0.0272 | 15.02% | 0.0038
2023-04-03 12:10 | 0.0234 | 0.0273 | 15.38% | 0.0039
2023-04-03 12:11 | 0.0234 | 0.0271 | 14.65% | 0.0037
2023-04-03 12:12 | 0.0234 | 0.0272 | 15.02% | 0.0038
2023-04-03 12:13 | 0.0235 | 0.0273 | 14.96% | 0.0038
2023-04-03 12:14 | 0.0234 | 0.0272 | 15.02% | 0.0038
2023-04-03 12:15 | 0.0235 | 0.0272 | 14.6% | 0.0037
2023-04-03 12:16 | 0.0234 | 0.0272 | 15.02% | 0.0038
2023-04-03 12:17 | 0.0236 | 0.0271 | 13.81% | 0.0035
2023-04-03 12:18 | 0.0233 | 0.027 | 14.71% | 0.0037
2023-04-03 12:19 | 0.0235 | 0.0272 | 14.6% | 0.0037
2023-04-03 12:20 | 0.0236 | 0.0272 | 14.17% | 0.0036
2023-04-03 12:21 | 0.0236 | 0.0272 | 14.17% | 0.0036
2023-04-03 12:22 | 0.0235 | 0.0272 | 14.6% | 0.0037
2023-04-03 12:23 | 0.0236 | 0.0271 | 13.81% | 0.0035
2023-04-03 12:24 | 0.0236 | 0.0271 | 13.81% | 0.0035
2023-04-03 12:25 | 0.0235 | 0.027 | 13.86% | 0.0035
2023-04-03 12:26 | 0.0236 | 0.027 | 13.44% | 0.0034
2023-04-03 12:27 | 0.0237 | 0.027 | 13.02% | 0.0033
2023-04-03 12:28 | 0.0237 | 0.0273 | 14.12% | 0.0036
2023-04-03 12:29 | 0.0236 | 0.0271 | 13.81% | 0.0035
2023-04-03 12:30 | 0.0236 | 0.0271 | 13.81% | 0.0035
2023-04-03 12:31 | 0.0237 | 0.0273 | 14.12% | 0.0036
2023-04-03 12:32 | 0.0236 | 0.027 | 13.44% | 0.0034
2023-04-03 12:33 | 0.0235 | 0.027 | 13.86% | 0.0035
2023-04-03 12:34 | 0.0236 | 0.0273 | 14.54% | 0.0037
2023-04-03 12:35 | 0.0234 | 0.0271 | 14.65% | 0.0037
2023-04-03 12:36 | 0.0234 | 0.0275 | 16.11% | 0.0041
2023-04-03 12:37 | 0.0232 | 0.027 | 15.14% | 0.0038
2023-04-03 12:38 | 0.0234 | 0.0274 | 15.75% | 0.004
2023-04-03 12:39 | 0.0234 | 0.0273 | 15.38% | 0.0039
2023-04-03 12:40 | 0.0234 | 0.0272 | 15.02% | 0.0038
2023-04-03 12:41 | 0.0234 | 0.0272 | 15.02% | 0.0038
2023-04-03 12:42 | 0.0234 | 0.0273 | 15.38% | 0.0039
2023-04-03 12:43 | 0.0233 | 0.0272 | 15.45% | 0.0039
2023-04-03 12:44 | 0.0232 | 0.0272 | 15.87% | 0.004
2023-04-03 12:45 | 0.0234 | 0.0273 | 15.38% | 0.0039
2023-04-03 12:46 | 0.0234 | 0.0273 | 15.38% | 0.0039
2023-04-03 12:47 | 0.0234 | 0.0274 | 15.75% | 0.004
2023-04-03 12:48 | 0.0234 | 0.0273 | 15.38% | 0.0039
2023-04-03 12:49 | 0.0235 | 0.0272 | 14.6% | 0.0037
2023-04-03 12:50 | 0.0235 | 0.0274 | 15.32% | 0.0039
2023-04-03 12:51 | 0.0234 | 0.0273 | 15.38% | 0.0039
2023-04-03 12:52 | 0.0235 | 0.0271 | 14.23% | 0.0036
2023-04-03 12:53 | 0.0234 | 0.0271 | 14.65% | 0.0037
2023-04-03 12:54 | 0.0235 | 0.0271 | 14.23% | 0.0036
2023-04-03 12:55 | 0.0235 | 0.0273 | 14.96% | 0.0038
2023-04-03 12:56 | 0.0234 | 0.0271 | 14.65% | 0.0037
2023-04-03 12:57 | 0.0236 | 0.0273 | 14.54% | 0.0037
2023-04-03 12:58 | 0.0235 | 0.0272 | 14.6% | 0.0037
2023-04-03 12:59 | 0.0236 | 0.0272 | 14.17% | 0.0036
2023-04-03 13:00 | 0.0236 | 0.0273 | 14.54% | 0.0037
2023-04-03 13:01 | 0.0235 | 0.0273 | 14.96% | 0.0038
2023-04-03 13:02 | 0.0236 | 0.0273 | 14.54% | 0.0037
2023-04-03 13:03 | 0.0234 | 0.0272 | 15.02% | 0.0038
2023-04-03 13:04 | 0.0235 | 0.0272 | 14.6% | 0.0037
2023-04-03 13:05 | 0.0233 | 0.0272 | 15.45% | 0.0039
2023-04-03 13:06 | 0.0234 | 0.0272 | 15.02% | 0.0038
2023-04-03 13:07 | 0.0236 | 0.0271 | 13.81% | 0.0035
2023-04-03 13:08 | 0.0234 | 0.0271 | 14.65% | 0.0037
2023-04-03 13:09 | 0.0235 | 0.0271 | 14.23% | 0.0036
2023-04-03 13:10 | 0.0234 | 0.0271 | 14.65% | 0.0037
2023-04-03 13:11 | 0.0232 | 0.0272 | 15.87% | 0.004
2023-04-03 13:12 | 0.0233 | 0.0272 | 15.45% | 0.0039
2023-04-03 13:13 | 0.0234 | 0.0272 | 15.02% | 0.0038
2023-04-03 13:14 | 0.0234 | 0.0271 | 14.65% | 0.0037
2023-04-03 13:15 | 0.0235 | 0.0271 | 14.23% | 0.0036
2023-04-03 13:16 | 0.0231 | 0.027 | 15.57% | 0.0039
2023-04-03 13:17 | 0.0233 | 0.027 | 14.71% | 0.0037
2023-04-03 13:18 | 0.0234 | 0.0269 | 13.92% | 0.0035
2023-04-03 13:19 | 0.0234 | 0.0272 | 15.02% | 0.0038
2023-04-03 13:20 | 0.0233 | 0.027 | 14.71% | 0.0037
2023-04-03 13:21 | 0.0234 | 0.0272 | 15.02% | 0.0038
2023-04-03 13:22 | 0.0234 | 0.0272 | 15.02% | 0.0038
2023-04-03 13:23 | 0.0236 | 0.0271 | 13.81% | 0.0035
2023-04-03 13:24 | 0.0236 | 0.0272 | 14.17% | 0.0036
2023-04-03 13:25 | 0.0236 | 0.0272 | 14.17% | 0.0036
2023-04-03 13:26 | 0.0235 | 0.0273 | 14.96% | 0.0038
2023-04-03 13:27 | 0.0235 | 0.0271 | 14.23% | 0.0036
2023-04-03 13:28 | 0.0236 | 0.0273 | 14.54% | 0.0037
2023-04-03 13:29 | 0.0236 | 0.027 | 13.44% | 0.0034
2023-04-03 13:30 | 0.0234 | 0.027 | 14.29% | 0.0036
2023-04-03 13:31 | 0.0236 | 0.0272 | 14.17% | 0.0036
2023-04-03 13:32 | 0.0236 | 0.027 | 13.44% | 0.0034
2023-04-03 13:33 | 0.0234 | 0.0271 | 14.65% | 0.0037
2023-04-03 13:34 | 0.0236 | 0.0273 | 14.54% | 0.0037
2023-04-03 13:35 | 0.0234 | 0.0272 | 15.02% | 0.0038
2023-04-03 13:36 | 0.0235 | 0.0273 | 14.96% | 0.0038
2023-04-03 13:37 | 0.0235 | 0.027 | 13.86% | 0.0035
2023-04-03 13:38 | 0.0234 | 0.0274 | 15.75% | 0.004
2023-04-03 13:39 | 0.0233 | 0.0274 | 16.17% | 0.0041
2023-04-03 13:40 | 0.0234 | 0.0274 | 15.75% | 0.004
2023-04-03 13:41 | 0.0231 | 0.0272 | 16.3% | 0.0041
2023-04-03 13:42 | 0.0233 | 0.0274 | 16.17% | 0.0041
2023-04-03 13:43 | 0.0234 | 0.0273 | 15.38% | 0.0039
2023-04-03 13:44 | 0.0233 | 0.027 | 14.71% | 0.0037
2023-04-03 13:45 | 0.0232 | 0.0272 | 15.87% | 0.004
2023-04-03 13:46 | 0.0232 | 0.0271 | 15.51% | 0.0039
2023-04-03 13:47 | 0.0232 | 0.0273 | 16.24% | 0.0041
2023-04-03 13:48 | 0.023 | 0.0273 | 17.1% | 0.0043
2023-04-03 13:49 | 0.0233 | 0.0272 | 15.45% | 0.0039
2023-04-03 13:50 | 0.0233 | 0.0271 | 15.08% | 0.0038
2023-04-03 13:51 | 0.0233 | 0.027 | 14.71% | 0.0037
2023-04-03 13:52 | 0.0233 | 0.0271 | 15.08% | 0.0038
2023-04-03 13:53 | 0.0233 | 0.027 | 14.71% | 0.0037
2023-04-03 13:54 | 0.0234 | 0.027 | 14.29% | 0.0036
2023-04-03 13:55 | 0.0233 | 0.0269 | 14.34% | 0.0036
2023-04-03 13:56 | 0.0233 | 0.027 | 14.71% | 0.0037
2023-04-03 13:57 | 0.0232 | 0.027 | 15.14% | 0.0038
2023-04-03 13:58 | 0.0234 | 0.0272 | 15.02% | 0.0038
2023-04-03 13:59 | 0.0232 | 0.0271 | 15.51% | 0.0039
2023-04-03 14:00 | 0.0235 | 0.0272 | 14.6% | 0.0037
2023-04-03 14:01 | 0.0236 | 0.0273 | 14.54% | 0.0037
2023-04-03 14:02 | 0.0236 | 0.0271 | 13.81% | 0.0035
2023-04-03 14:03 | 0.0236 | 0.0271 | 13.81% | 0.0035
2023-04-03 14:04 | 0.0236 | 0.0273 | 14.54% | 0.0037
2023-04-03 14:05 | 0.0234 | 0.0272 | 15.02% | 0.0038
2023-04-03 14:06 | 0.0235 | 0.0273 | 14.96% | 0.0038
2023-04-03 14:07 | 0.0235 | 0.0273 | 14.96% | 0.0038
2023-04-03 14:08 | 0.0235 | 0.0274 | 15.32% | 0.0039
2023-04-03 14:09 | 0.0235 | 0.0273 | 14.96% | 0.0038
2023-04-03 14:10 | 0.0234 | 0.0274 | 15.75% | 0.004
2023-04-03 14:11 | 0.0236 | 0.0275 | 15.26% | 0.0039
2023-04-03 14:12 | 0.0235 | 0.0273 | 14.96% | 0.0038
2023-04-03 14:13 | 0.0234 | 0.0274 | 15.75% | 0.004
2023-04-03 14:14 | 0.0236 | 0.0274 | 14.9% | 0.0038
2023-04-03 14:15 | 0.0236 | 0.0276 | 15.63% | 0.004
2023-04-03 14:16 | 0.0236 | 0.0274 | 14.9% | 0.0038
2023-04-03 14:17 | 0.0237 | 0.0273 | 14.12% | 0.0036
2023-04-03 14:18 | 0.0236 | 0.0276 | 15.63% | 0.004
2023-04-03 14:19 | 0.0238 | 0.0275 | 14.42% | 0.0037
2023-04-03 14:20 | 0.0236 | 0.0275 | 15.26% | 0.0039
2023-04-03 14:21 | 0.0236 | 0.0275 | 15.26% | 0.0039
2023-04-03 14:22 | 0.0235 | 0.0274 | 15.32% | 0.0039
2023-04-03 14:23 | 0.0238 | 0.0275 | 14.42% | 0.0037
2023-04-03 14:24 | 0.0238 | 0.0276 | 14.79% | 0.0038
2023-04-03 14:25 | 0.0239 | 0.0275 | 14.01% | 0.0036
2023-04-03 14:26 | 0.0238 | 0.0274 | 14.06% | 0.0036
2023-04-03 14:27 | 0.0237 | 0.0274 | 14.48% | 0.0037
2023-04-03 14:28 | 0.0237 | 0.0272 | 13.75% | 0.0035
2023-04-03 14:29 | 0.0235 | 0.0274 | 15.32% | 0.0039
2023-04-03 14:30 | 0.0236 | 0.0272 | 14.17% | 0.0036
2023-04-03 14:31 | 0.0236 | 0.0273 | 14.54% | 0.0037
2023-04-03 14:32 | 0.0237 | 0.0272 | 13.75% | 0.0035
2023-04-03 14:33 | 0.0235 | 0.0271 | 14.23% | 0.0036
2023-04-03 14:34 | 0.0236 | 0.0272 | 14.17% | 0.0036
2023-04-03 14:35 | 0.0237 | 0.0273 | 14.12% | 0.0036
2023-04-03 14:36 | 0.0237 | 0.0272 | 13.75% | 0.0035
2023-04-03 14:37 | 0.0234 | 0.0273 | 15.38% | 0.0039
2023-04-03 14:38 | 0.0236 | 0.0275 | 15.26% | 0.0039
2023-04-03 14:39 | 0.0234 | 0.0274 | 15.75% | 0.004
2023-04-03 14:40 | 0.0235 | 0.0273 | 14.96% | 0.0038
2023-04-03 14:41 | 0.0234 | 0.0274 | 15.75% | 0.004
2023-04-03 14:42 | 0.0232 | 0.0273 | 16.24% | 0.0041
2023-04-03 14:43 | 0.0233 | 0.0273 | 15.81% | 0.004
2023-04-03 14:44 | 0.0233 | 0.0274 | 16.17% | 0.0041
2023-04-03 14:45 | 0.0234 | 0.0275 | 16.11% | 0.0041
2023-04-03 14:46 | 0.0233 | 0.0273 | 15.81% | 0.004
2023-04-03 14:47 | 0.0233 | 0.0272 | 15.45% | 0.0039
2023-04-03 14:48 | 0.0233 | 0.0272 | 15.45% | 0.0039
2023-04-03 14:49 | 0.0232 | 0.0274 | 16.6% | 0.0042
2023-04-03 14:50 | 0.0233 | 0.0274 | 16.17% | 0.0041
2023-04-03 14:51 | 0.0233 | 0.0273 | 15.81% | 0.004
2023-04-03 14:52 | 0.0232 | 0.0273 | 16.24% | 0.0041
2023-04-03 14:53 | 0.0235 | 0.0273 | 14.96% | 0.0038
2023-04-03 14:54 | 0.0235 | 0.0274 | 15.32% | 0.0039
2023-04-03 14:55 | 0.0233 | 0.0273 | 15.81% | 0.004
2023-04-03 14:56 | 0.0234 | 0.0272 | 15.02% | 0.0038
2023-04-03 14:57 | 0.0236 | 0.0273 | 14.54% | 0.0037
2023-04-03 14:58 | 0.0235 | 0.0272 | 14.6% | 0.0037
2023-04-03 14:59 | 0.0236 | 0.0274 | 14.9% | 0.0038
2023-04-03 15:00 | 0.0234 | 0.0273 | 15.38% | 0.0039
2023-04-03 15:01 | 0.0235 | 0.0271 | 14.23% | 0.0036
2023-04-03 15:02 | 0.0233 | 0.0271 | 15.08% | 0.0038
2023-04-03 15:03 | 0.0234 | 0.0272 | 15.02% | 0.0038
2023-04-03 15:04 | 0.0235 | 0.0271 | 14.23% | 0.0036
2023-04-03 15:05 | 0.0234 | 0.027 | 14.29% | 0.0036
2023-04-03 15:06 | 0.0233 | 0.0271 | 15.08% | 0.0038
2023-04-03 15:07 | 0.0235 | 0.027 | 13.86% | 0.0035
2023-04-03 15:08 | 0.0233 | 0.0272 | 15.45% | 0.0039
2023-04-03 15:09 | 0.0233 | 0.027 | 14.71% | 0.0037
2023-04-03 15:10 | 0.0234 | 0.0273 | 15.38% | 0.0039
2023-04-03 15:11 | 0.0232 | 0.0271 | 15.51% | 0.0039
2023-04-03 15:12 | 0.0233 | 0.0271 | 15.08% | 0.0038
2023-04-03 15:13 | 0.0232 | 0.0271 | 15.51% | 0.0039
2023-04-03 15:14 | 0.0233 | 0.0271 | 15.08% | 0.0038
2023-04-03 15:15 | 0.0234 | 0.0272 | 15.02% | 0.0038
2023-04-03 15:16 | 0.0234 | 0.0274 | 15.75% | 0.004
2023-04-03 15:17 | 0.0232 | 0.0271 | 15.51% | 0.0039
2023-04-03 15:18 | 0.0232 | 0.0271 | 15.51% | 0.0039
2023-04-03 15:19 | 0.0232 | 0.0271 | 15.51% | 0.0039
2023-04-03 15:20 | 0.0233 | 0.0273 | 15.81% | 0.004
2023-04-03 15:21 | 0.0234 | 0.0273 | 15.38% | 0.0039
2023-04-03 15:22 | 0.0235 | 0.0273 | 14.96% | 0.0038
2023-04-03 15:23 | 0.0236 | 0.0271 | 13.81% | 0.0035
2023-04-03 15:24 | 0.0234 | 0.027 | 14.29% | 0.0036
2023-04-03 15:25 | 0.0233 | 0.0272 | 15.45% | 0.0039
2023-04-03 15:26 | 0.0234 | 0.0271 | 14.65% | 0.0037
2023-04-03 15:27 | 0.0236 | 0.0272 | 14.17% | 0.0036
2023-04-03 15:28 | 0.0236 | 0.0271 | 13.81% | 0.0035
2023-04-03 15:29 | 0.0234 | 0.0271 | 14.65% | 0.0037
2023-04-03 15:30 | 0.0234 | 0.027 | 14.29% | 0.0036
2023-04-03 15:31 | 0.0234 | 0.0272 | 15.02% | 0.0038
2023-04-03 15:32 | 0.0235 | 0.0271 | 14.23% | 0.0036
2023-04-03 15:33 | 0.0235 | 0.0271 | 14.23% | 0.0036
2023-04-03 15:34 | 0.0237 | 0.0272 | 13.75% | 0.0035
2023-04-03 15:35 | 0.0235 | 0.0272 | 14.6% | 0.0037
2023-04-03 15:36 | 0.0235 | 0.0272 | 14.6% | 0.0037
2023-04-03 15:37 | 0.0235 | 0.0272 | 14.6% | 0.0037
2023-04-03 15:38 | 0.0236 | 0.0272 | 14.17% | 0.0036
2023-04-03 15:39 | 0.0236 | 0.0273 | 14.54% | 0.0037
2023-04-03 15:40 | 0.0235 | 0.0271 | 14.23% | 0.0036
2023-04-03 15:41 | 0.0235 | 0.0273 | 14.96% | 0.0038
2023-04-03 15:42 | 0.0235 | 0.0273 | 14.96% | 0.0038
2023-04-03 15:43 | 0.0233 | 0.0274 | 16.17% | 0.0041
2023-04-03 15:44 | 0.0233 | 0.0271 | 15.08% | 0.0038
2023-04-03 15:45 | 0.0234 | 0.0273 | 15.38% | 0.0039
2023-04-03 15:46 | 0.0232 | 0.0273 | 16.24% | 0.0041
2023-04-03 15:47 | 0.0224 | 0.027 | 18.62% | 0.0046
2023-04-03 15:48 | 0.0232 | 0.0274 | 16.6% | 0.0042
2023-04-03 15:49 | 0.0232 | 0.0273 | 16.24% | 0.0041
2023-04-03 15:50 | 0.0233 | 0.0272 | 15.45% | 0.0039
2023-04-03 15:51 | 0.0233 | 0.0274 | 16.17% | 0.0041
2023-04-03 15:52 | 0.0233 | 0.0273 | 15.81% | 0.004
2023-04-03 15:53 | 0.0234 | 0.0271 | 14.65% | 0.0037
2023-04-03 15:54 | 0.0235 | 0.0271 | 14.23% | 0.0036
2023-04-03 15:55 | 0.0234 | 0.0271 | 14.65% | 0.0037
2023-04-03 15:56 | 0.0234 | 0.0271 | 14.65% | 0.0037
2023-04-03 15:57 | 0.0234 | 0.0271 | 14.65% | 0.0037
2023-04-03 15:58 | 0.0234 | 0.0273 | 15.38% | 0.0039
2023-04-03 15:59 | 0.0234 | 0.0273 | 15.38% | 0.0039
2023-04-03 16:00 | 0.0235 | 0.0273 | 14.96% | 0.0038
2023-04-03 16:01 | 0.0234 | 0.0273 | 15.38% | 0.0039
2023-04-03 16:02 | 0.0236 | 0.0272 | 14.17% | 0.0036
2023-04-03 16:03 | 0.0236 | 0.0273 | 14.54% | 0.0037
2023-04-03 16:04 | 0.0236 | 0.0274 | 14.9% | 0.0038
2023-04-03 16:05 | 0.0236 | 0.0274 | 14.9% | 0.0038
2023-04-03 16:06 | 0.0237 | 0.0274 | 14.48% | 0.0037
2023-04-03 16:07 | 0.0235 | 0.0275 | 15.69% | 0.004
2023-04-03 16:08 | 0.0237 | 0.0274 | 14.48% | 0.0037
2023-04-03 16:09 | 0.0237 | 0.0274 | 14.48% | 0.0037
2023-04-03 16:10 | 0.0237 | 0.0274 | 14.48% | 0.0037
2023-04-03 16:11 | 0.0236 | 0.0273 | 14.54% | 0.0037
2023-04-03 16:12 | 0.0236 | 0.0275 | 15.26% | 0.0039
2023-04-03 16:13 | 0.0235 | 0.0274 | 15.32% | 0.0039
2023-04-03 16:14 | 0.0234 | 0.0275 | 16.11% | 0.0041
2023-04-03 16:15 | 0.0236 | 0.0275 | 15.26% | 0.0039
2023-04-03 16:16 | 0.0235 | 0.0274 | 15.32% | 0.0039
2023-04-03 16:17 | 0.0236 | 0.0274 | 14.9% | 0.0038
2023-04-03 16:18 | 0.0236 | 0.0275 | 15.26% | 0.0039
2023-04-03 16:19 | 0.0234 | 0.0274 | 15.75% | 0.004
2023-04-03 16:20 | 0.0234 | 0.0273 | 15.38% | 0.0039
2023-04-03 16:21 | 0.0234 | 0.0274 | 15.75% | 0.004
2023-04-03 16:22 | 0.0235 | 0.0272 | 14.6% | 0.0037
2023-04-03 16:23 | 0.0235 | 0.0275 | 15.69% | 0.004
2023-04-03 16:24 | 0.0236 | 0.0271 | 13.81% | 0.0035
2023-04-03 16:25 | 0.0235 | 0.0273 | 14.96% | 0.0038
2023-04-03 16:26 | 0.0235 | 0.0272 | 14.6% | 0.0037
2023-04-03 16:27 | 0.0233 | 0.0273 | 15.81% | 0.004
2023-04-03 16:28 | 0.0234 | 0.0271 | 14.65% | 0.0037
2023-04-03 16:29 | 0.0233 | 0.0271 | 15.08% | 0.0038
2023-04-03 16:30 | 0.0235 | 0.027 | 13.86% | 0.0035
2023-04-03 16:31 | 0.0232 | 0.0272 | 15.87% | 0.004
2023-04-03 16:32 | 0.0234 | 0.027 | 14.29% | 0.0036
2023-04-03 16:33 | 0.0236 | 0.027 | 13.44% | 0.0034
2023-04-03 16:34 | 0.0233 | 0.0271 | 15.08% | 0.0038
2023-04-03 16:35 | 0.0236 | 0.0272 | 14.17% | 0.0036
2023-04-03 16:36 | 0.0236 | 0.0272 | 14.17% | 0.0036
2023-04-03 16:37 | 0.0235 | 0.0271 | 14.23% | 0.0036
2023-04-03 16:38 | 0.0235 | 0.0271 | 14.23% | 0.0036
2023-04-03 16:39 | 0.0235 | 0.0271 | 14.23% | 0.0036
2023-04-03 16:40 | 0.0233 | 0.027 | 14.71% | 0.0037
2023-04-03 16:41 | 0.0235 | 0.0271 | 14.23% | 0.0036
2023-04-03 16:42 | 0.0236 | 0.0271 | 13.81% | 0.0035
2023-04-03 16:43 | 0.0235 | 0.027 | 13.86% | 0.0035
2023-04-03 16:44 | 0.023 | 0.0273 | 17.1% | 0.0043
2023-04-03 16:45 | 0.0231 | 0.0272 | 16.3% | 0.0041
2023-04-03 16:46 | 0.0231 | 0.0272 | 16.3% | 0.0041
2023-04-03 16:47 | 0.0231 | 0.027 | 15.57% | 0.0039
2023-04-03 16:48 | 0.0231 | 0.0271 | 15.94% | 0.004
2023-04-03 16:49 | 0.023 | 0.027 | 16% | 0.004
2023-04-03 16:50 | 0.0228 | 0.0268 | 16.13% | 0.004
2023-04-03 16:51 | 0.0231 | 0.0269 | 15.2% | 0.0038
2023-04-03 16:52 | 0.0232 | 0.0272 | 15.87% | 0.004
2023-04-03 16:53 | 0.023 | 0.0272 | 16.73% | 0.0042
2023-04-03 16:54 | 0.0232 | 0.0272 | 15.87% | 0.004
2023-04-03 16:55 | 0.023 | 0.0271 | 16.37% | 0.0041
2023-04-03 16:56 | 0.0232 | 0.0269 | 14.77% | 0.0037
2023-04-03 16:57 | 0.0231 | 0.0271 | 15.94% | 0.004
2023-04-03 16:58 | 0.0233 | 0.0271 | 15.08% | 0.0038
2023-04-03 16:59 | 0.0232 | 0.0271 | 15.51% | 0.0039
2023-04-03 17:00 | 0.0233 | 0.0274 | 16.17% | 0.0041
2023-04-03 17:01 | 0.0233 | 0.0272 | 15.45% | 0.0039
2023-04-03 17:02 | 0.0233 | 0.0271 | 15.08% | 0.0038
2023-04-03 17:03 | 0.0232 | 0.0271 | 15.51% | 0.0039
2023-04-03 17:04 | 0.0234 | 0.0272 | 15.02% | 0.0038
2023-04-03 17:05 | 0.0234 | 0.0271 | 14.65% | 0.0037
2023-04-03 17:06 | 0.0235 | 0.0271 | 14.23% | 0.0036
2023-04-03 17:07 | 0.0233 | 0.0271 | 15.08% | 0.0038
2023-04-03 17:08 | 0.0232 | 0.0271 | 15.51% | 0.0039
2023-04-03 17:09 | 0.0235 | 0.0271 | 14.23% | 0.0036
2023-04-03 17:10 | 0.0234 | 0.0271 | 14.65% | 0.0037
2023-04-03 17:11 | 0.0235 | 0.0271 | 14.23% | 0.0036
2023-04-03 17:12 | 0.0236 | 0.0273 | 14.54% | 0.0037
2023-04-03 17:13 | 0.0234 | 0.0273 | 15.38% | 0.0039
2023-04-03 17:14 | 0.0233 | 0.0271 | 15.08% | 0.0038
2023-04-03 17:15 | 0.0232 | 0.0271 | 15.51% | 0.0039
2023-04-03 17:16 | 0.0234 | 0.0273 | 15.38% | 0.0039
2023-04-03 17:17 | 0.0234 | 0.0272 | 15.02% | 0.0038
2023-04-03 17:18 | 0.0235 | 0.0271 | 14.23% | 0.0036
2023-04-03 17:19 | 0.0233 | 0.027 | 14.71% | 0.0037
2023-04-03 17:20 | 0.0232 | 0.0271 | 15.51% | 0.0039
2023-04-03 17:21 | 0.0233 | 0.0272 | 15.45% | 0.0039
2023-04-03 17:22 | 0.0233 | 0.027 | 14.71% | 0.0037
2023-04-03 17:23 | 0.0235 | 0.0269 | 13.49% | 0.0034
2023-04-03 17:24 | 0.0233 | 0.027 | 14.71% | 0.0037
2023-04-03 17:25 | 0.0232 | 0.027 | 15.14% | 0.0038
2023-04-03 17:26 | 0.0233 | 0.0269 | 14.34% | 0.0036
2023-04-03 17:27 | 0.0233 | 0.027 | 14.71% | 0.0037
2023-04-03 17:28 | 0.0235 | 0.0271 | 14.23% | 0.0036
2023-04-03 17:29 | 0.0233 | 0.0271 | 15.08% | 0.0038
2023-04-03 17:30 | 0.0232 | 0.027 | 15.14% | 0.0038
2023-04-03 17:31 | 0.0232 | 0.027 | 15.14% | 0.0038
2023-04-03 17:32 | 0.0234 | 0.0272 | 15.02% | 0.0038
2023-04-03 17:33 | 0.0231 | 0.0271 | 15.94% | 0.004
2023-04-03 17:34 | 0.0232 | 0.0269 | 14.77% | 0.0037
2023-04-03 17:35 | 0.0232 | 0.0267 | 14.03% | 0.0035
2023-04-03 17:36 | 0.0231 | 0.0268 | 14.83% | 0.0037
2023-04-03 17:37 | 0.0233 | 0.0267 | 13.6% | 0.0034
2023-04-03 17:38 | 0.0231 | 0.0269 | 15.2% | 0.0038
2023-04-03 17:39 | 0.0233 | 0.0272 | 15.45% | 0.0039
2023-04-03 17:40 | 0.0233 | 0.0267 | 13.6% | 0.0034
2023-04-03 17:41 | 0.0233 | 0.0267 | 13.6% | 0.0034
2023-04-03 17:42 | 0.0232 | 0.0268 | 14.4% | 0.0036
2023-04-03 17:43 | 0.0234 | 0.0267 | 13.17% | 0.0033
2023-04-03 17:44 | 0.0232 | 0.0268 | 14.4% | 0.0036
2023-04-03 17:45 | 0.0231 | 0.0268 | 14.83% | 0.0037
2023-04-03 17:46 | 0.0229 | 0.027 | 16.43% | 0.0041
2023-04-03 17:47 | 0.0228 | 0.0269 | 16.5% | 0.0041
2023-04-03 17:48 | 0.0228 | 0.0269 | 16.5% | 0.0041
2023-04-03 17:49 | 0.023 | 0.0271 | 16.37% | 0.0041
2023-04-03 17:50 | 0.023 | 0.0269 | 15.63% | 0.0039
2023-04-03 17:51 | 0.023 | 0.027 | 16% | 0.004
2023-04-03 17:52 | 0.0231 | 0.027 | 15.57% | 0.0039
2023-04-03 17:53 | 0.023 | 0.0269 | 15.63% | 0.0039
2023-04-03 17:54 | 0.023 | 0.0269 | 15.63% | 0.0039
2023-04-03 17:55 | 0.0228 | 0.0269 | 16.5% | 0.0041
2023-04-03 17:56 | 0.0229 | 0.0265 | 14.57% | 0.0036
2023-04-03 17:57 | 0.0227 | 0.0267 | 16.19% | 0.004
2023-04-03 17:58 | 0.0228 | 0.0266 | 15.38% | 0.0038
2023-04-03 17:59 | 0.0242 | 0.0262 | 7.937% | 0.002
2023-04-03 18:00 | 0.0248 | 0.0256 | 3.175% | 0.0008
2023-04-03 18:01 | 0.025 | 0.0255 | 1.98% | 0.0005
2023-04-03 18:02 | 0.0251 | 0.0258 | 2.75% | 0.0007
2023-04-03 18:03 | 0.0229 | 0.0267 | 15.32% | 0.0038
2023-04-03 18:04 | 0.0229 | 0.0266 | 14.95% | 0.0037
2023-04-03 18:05 | 0.0231 | 0.0268 | 14.83% | 0.0037
2023-04-03 18:06 | 0.0233 | 0.0269 | 14.34% | 0.0036
2023-04-03 18:07 | 0.0233 | 0.027 | 14.71% | 0.0037
2023-04-03 18:08 | 0.0233 | 0.0269 | 14.34% | 0.0036
2023-04-03 18:09 | 0.0234 | 0.0269 | 13.92% | 0.0035
2023-04-03 18:10 | 0.0232 | 0.0269 | 14.77% | 0.0037
2023-04-03 18:11 | 0.0233 | 0.0269 | 14.34% | 0.0036
2023-04-03 18:12 | 0.0232 | 0.0269 | 14.77% | 0.0037
2023-04-03 18:13 | 0.0232 | 0.0267 | 14.03% | 0.0035
2023-04-03 18:14 | 0.0231 | 0.0265 | 13.71% | 0.0034
2023-04-03 18:15 | 0.0232 | 0.0267 | 14.03% | 0.0035
2023-04-03 18:16 | 0.0233 | 0.0269 | 14.34% | 0.0036
2023-04-03 18:17 | 0.0229 | 0.0267 | 15.32% | 0.0038
2023-04-03 18:18 | 0.023 | 0.0268 | 15.26% | 0.0038
2023-04-03 18:19 | 0.023 | 0.0267 | 14.89% | 0.0037
2023-04-03 18:20 | 0.0229 | 0.0268 | 15.69% | 0.0039
2023-04-03 18:21 | 0.0228 | 0.0267 | 15.76% | 0.0039
2023-04-03 18:22 | 0.0231 | 0.0268 | 14.83% | 0.0037
2023-04-03 18:23 | 0.023 | 0.0267 | 14.89% | 0.0037
2023-04-03 18:24 | 0.023 | 0.0266 | 14.52% | 0.0036
2023-04-03 18:25 | 0.0231 | 0.0267 | 14.46% | 0.0036
2023-04-03 18:26 | 0.023 | 0.0268 | 15.26% | 0.0038
2023-04-03 18:27 | 0.0231 | 0.0267 | 14.46% | 0.0036
2023-04-03 18:28 | 0.0232 | 0.0266 | 13.65% | 0.0034
2023-04-03 18:29 | 0.0232 | 0.0267 | 14.03% | 0.0035
2023-04-03 18:30 | 0.0231 | 0.027 | 15.57% | 0.0039
2023-04-03 18:31 | 0.0233 | 0.0269 | 14.34% | 0.0036
2023-04-03 18:32 | 0.0232 | 0.0269 | 14.77% | 0.0037
2023-04-03 18:33 | 0.0232 | 0.0268 | 14.4% | 0.0036
2023-04-03 18:34 | 0.0231 | 0.0267 | 14.46% | 0.0036
2023-04-03 18:35 | 0.0231 | 0.0268 | 14.83% | 0.0037
2023-04-03 18:36 | 0.0232 | 0.0268 | 14.4% | 0.0036
2023-04-03 18:37 | 0.0232 | 0.0266 | 13.65% | 0.0034
2023-04-03 18:38 | 0.0232 | 0.0266 | 13.65% | 0.0034
2023-04-03 18:39 | 0.0233 | 0.0266 | 13.23% | 0.0033
2023-04-03 18:40 | 0.0232 | 0.0267 | 14.03% | 0.0035
2023-04-03 18:41 | 0.0232 | 0.0267 | 14.03% | 0.0035
2023-04-03 18:42 | 0.0232 | 0.0268 | 14.4% | 0.0036
2023-04-03 18:43 | 0.0232 | 0.0267 | 14.03% | 0.0035
2023-04-03 18:44 | 0.0232 | 0.0267 | 14.03% | 0.0035
2023-04-03 18:45 | 0.0231 | 0.0266 | 14.08% | 0.0035
2023-04-03 18:46 | 0.0228 | 0.0266 | 15.38% | 0.0038
2023-04-03 18:47 | 0.0228 | 0.0267 | 15.76% | 0.0039
2023-04-03 18:48 | 0.0229 | 0.0265 | 14.57% | 0.0036
2023-04-03 18:49 | 0.0228 | 0.0267 | 15.76% | 0.0039
2023-04-03 18:50 | 0.0228 | 0.0266 | 15.38% | 0.0038
2023-04-03 18:51 | 0.0227 | 0.0264 | 15.07% | 0.0037
2023-04-03 18:52 | 0.0228 | 0.0266 | 15.38% | 0.0038
2023-04-03 18:53 | 0.0228 | 0.0267 | 15.76% | 0.0039
2023-04-03 18:54 | 0.0228 | 0.0266 | 15.38% | 0.0038
2023-04-03 18:55 | 0.0226 | 0.0266 | 16.26% | 0.004
2023-04-03 18:56 | 0.0226 | 0.0265 | 15.89% | 0.0039
2023-04-03 18:57 | 0.0229 | 0.0266 | 14.95% | 0.0037
2023-04-03 18:58 | 0.0228 | 0.0265 | 15.01% | 0.0037
2023-04-03 18:59 | 0.023 | 0.0268 | 15.26% | 0.0038
2023-04-03 19:00 | 0.023 | 0.0268 | 15.26% | 0.0038
2023-04-03 19:01 | 0.023 | 0.0269 | 15.63% | 0.0039
2023-04-03 19:02 | 0.023 | 0.0268 | 15.26% | 0.0038
2023-04-03 19:03 | 0.0231 | 0.0267 | 14.46% | 0.0036
2023-04-03 19:04 | 0.0232 | 0.0267 | 14.03% | 0.0035
2023-04-03 19:05 | 0.0229 | 0.0268 | 15.69% | 0.0039
2023-04-03 19:06 | 0.0231 | 0.0268 | 14.83% | 0.0037
2023-04-03 19:07 | 0.0231 | 0.0268 | 14.83% | 0.0037
2023-04-03 19:08 | 0.0233 | 0.0268 | 13.97% | 0.0035
2023-04-03 19:09 | 0.0234 | 0.0268 | 13.55% | 0.0034
2023-04-03 19:10 | 0.0233 | 0.0268 | 13.97% | 0.0035
2023-04-03 19:11 | 0.0233 | 0.0268 | 13.97% | 0.0035
2023-04-03 19:12 | 0.0232 | 0.0269 | 14.77% | 0.0037
2023-04-03 19:13 | 0.0233 | 0.0268 | 13.97% | 0.0035
2023-04-03 19:14 | 0.0234 | 0.0266 | 12.8% | 0.0032
2023-04-03 19:15 | 0.0234 | 0.0268 | 13.55% | 0.0034
2023-04-03 19:16 | 0.0231 | 0.0269 | 15.2% | 0.0038
2023-04-03 19:17 | 0.0232 | 0.0266 | 13.65% | 0.0034
2023-04-03 19:18 | 0.0232 | 0.0266 | 13.65% | 0.0034
2023-04-03 19:19 | 0.0231 | 0.0265 | 13.71% | 0.0034
2023-04-03 19:20 | 0.023 | 0.0268 | 15.26% | 0.0038
2023-04-03 19:21 | 0.0229 | 0.0268 | 15.69% | 0.0039
2023-04-03 19:22 | 0.0232 | 0.0266 | 13.65% | 0.0034
2023-04-03 19:23 | 0.0232 | 0.0266 | 13.65% | 0.0034
2023-04-03 19:24 | 0.0231 | 0.0265 | 13.71% | 0.0034
2023-04-03 19:25 | 0.0229 | 0.0265 | 14.57% | 0.0036
2023-04-03 19:26 | 0.023 | 0.0267 | 14.89% | 0.0037
2023-04-03 19:27 | 0.0231 | 0.0267 | 14.46% | 0.0036
2023-04-03 19:28 | 0.023 | 0.0265 | 14.14% | 0.0035
2023-04-03 19:29 | 0.0232 | 0.0267 | 14.03% | 0.0035
2023-04-03 19:30 | 0.023 | 0.0264 | 13.77% | 0.0034
2023-04-03 19:31 | 0.023 | 0.0265 | 14.14% | 0.0035
2023-04-03 19:32 | 0.023 | 0.0265 | 14.14% | 0.0035
2023-04-03 19:33 | 0.0231 | 0.0265 | 13.71% | 0.0034
2023-04-03 19:34 | 0.0229 | 0.0266 | 14.95% | 0.0037
2023-04-03 19:35 | 0.0229 | 0.0266 | 14.95% | 0.0037
2023-04-03 19:36 | 0.0229 | 0.0266 | 14.95% | 0.0037
2023-04-03 19:37 | 0.0229 | 0.0265 | 14.57% | 0.0036
2023-04-03 19:38 | 0.0229 | 0.0265 | 14.57% | 0.0036
2023-04-03 19:39 | 0.0231 | 0.0265 | 13.71% | 0.0034
2023-04-03 19:40 | 0.0233 | 0.0264 | 12.47% | 0.0031
2023-04-03 19:41 | 0.0231 | 0.0264 | 13.33% | 0.0033
2023-04-03 19:42 | 0.0231 | 0.0265 | 13.71% | 0.0034
2023-04-03 19:43 | 0.0232 | 0.0266 | 13.65% | 0.0034
2023-04-03 19:44 | 0.0232 | 0.0264 | 12.9% | 0.0032
2023-04-03 19:45 | 0.0231 | 0.0266 | 14.08% | 0.0035
2023-04-03 19:46 | 0.023 | 0.0265 | 14.14% | 0.0035
2023-04-03 19:47 | 0.0231 | 0.0266 | 14.08% | 0.0035
2023-04-03 19:48 | 0.0231 | 0.0265 | 13.71% | 0.0034
2023-04-03 19:49 | 0.0229 | 0.0266 | 14.95% | 0.0037
2023-04-03 19:50 | 0.0229 | 0.0264 | 14.2% | 0.0035
2023-04-03 19:51 | 0.0231 | 0.0266 | 14.08% | 0.0035
2023-04-03 19:52 | 0.0229 | 0.0266 | 14.95% | 0.0037
2023-04-03 19:53 | 0.0228 | 0.0267 | 15.76% | 0.0039
2023-04-03 19:54 | 0.023 | 0.0268 | 15.26% | 0.0038
2023-04-03 19:55 | 0.0229 | 0.0268 | 15.69% | 0.0039
2023-04-03 19:56 | 0.0228 | 0.0266 | 15.38% | 0.0038
2023-04-03 19:57 | 0.023 | 0.0267 | 14.89% | 0.0037
2023-04-03 19:58 | 0.0229 | 0.0266 | 14.95% | 0.0037
2023-04-03 19:59 | 0.023 | 0.0266 | 14.52% | 0.0036
2023-04-03 20:00 | 0.0228 | 0.0264 | 14.63% | 0.0036
2023-04-03 20:01 | 0.023 | 0.0266 | 14.52% | 0.0036
2023-04-03 20:02 | 0.0229 | 0.0265 | 14.57% | 0.0036
2023-04-03 20:03 | 0.023 | 0.0267 | 14.89% | 0.0037
2023-04-03 20:04 | 0.0228 | 0.0265 | 15.01% | 0.0037
2023-04-03 20:05 | 0.023 | 0.0264 | 13.77% | 0.0034
2023-04-03 20:06 | 0.023 | 0.0267 | 14.89% | 0.0037
2023-04-03 20:07 | 0.023 | 0.0265 | 14.14% | 0.0035
2023-04-03 20:08 | 0.0232 | 0.0267 | 14.03% | 0.0035
2023-04-03 20:09 | 0.0232 | 0.0266 | 13.65% | 0.0034
2023-04-03 20:10 | 0.0232 | 0.0266 | 13.65% | 0.0034
2023-04-03 20:11 | 0.0232 | 0.0267 | 14.03% | 0.0035
2023-04-03 20:12 | 0.0232 | 0.0265 | 13.28% | 0.0033
2023-04-03 20:13 | 0.0232 | 0.0266 | 13.65% | 0.0034
2023-04-03 20:14 | 0.0232 | 0.0267 | 14.03% | 0.0035
2023-04-03 20:15 | 0.0232 | 0.0268 | 14.4% | 0.0036
2023-04-03 20:16 | 0.0231 | 0.0268 | 14.83% | 0.0037
2023-04-03 20:17 | 0.0231 | 0.0266 | 14.08% | 0.0035
2023-04-03 20:18 | 0.0232 | 0.0269 | 14.77% | 0.0037
2023-04-03 20:19 | 0.0232 | 0.0268 | 14.4% | 0.0036
2023-04-03 20:20 | 0.0233 | 0.0265 | 12.85% | 0.0032
2023-04-03 20:21 | 0.0233 | 0.0267 | 13.6% | 0.0034
2023-04-03 20:22 | 0.023 | 0.0268 | 15.26% | 0.0038
2023-04-03 20:23 | 0.023 | 0.0265 | 14.14% | 0.0035
2023-04-03 20:24 | 0.023 | 0.0265 | 14.14% | 0.0035
2023-04-03 20:25 | 0.0229 | 0.0265 | 14.57% | 0.0036
2023-04-03 20:26 | 0.023 | 0.0265 | 14.14% | 0.0035
2023-04-03 20:27 | 0.0229 | 0.0264 | 14.2% | 0.0035
2023-04-03 20:28 | 0.0229 | 0.0265 | 14.57% | 0.0036
2023-04-03 20:29 | 0.0228 | 0.0265 | 15.01% | 0.0037
2023-04-03 20:30 | 0.0229 | 0.0264 | 14.2% | 0.0035
2023-04-03 20:31 | 0.023 | 0.0264 | 13.77% | 0.0034
2023-04-03 20:32 | 0.0228 | 0.0267 | 15.76% | 0.0039
2023-04-03 20:33 | 0.0229 | 0.0267 | 15.32% | 0.0038
2023-04-03 20:34 | 0.0229 | 0.0265 | 14.57% | 0.0036
2023-04-03 20:35 | 0.0229 | 0.0266 | 14.95% | 0.0037
2023-04-03 20:36 | 0.023 | 0.0265 | 14.14% | 0.0035
2023-04-03 20:37 | 0.0228 | 0.0263 | 14.26% | 0.0035
2023-04-03 20:38 | 0.0229 | 0.0265 | 14.57% | 0.0036
2023-04-03 20:39 | 0.023 | 0.0264 | 13.77% | 0.0034
2023-04-03 20:40 | 0.023 | 0.0263 | 13.39% | 0.0033
2023-04-03 20:41 | 0.0229 | 0.0263 | 13.82% | 0.0034
2023-04-03 20:42 | 0.0231 | 0.0263 | 12.96% | 0.0032
2023-04-03 20:43 | 0.023 | 0.0266 | 14.52% | 0.0036
2023-04-03 20:44 | 0.0231 | 0.0263 | 12.96% | 0.0032
2023-04-03 20:45 | 0.0228 | 0.0264 | 14.63% | 0.0036
2023-04-03 20:46 | 0.0229 | 0.0264 | 14.2% | 0.0035
2023-04-03 20:47 | 0.0231 | 0.0264 | 13.33% | 0.0033
2023-04-03 20:48 | 0.0232 | 0.0264 | 12.9% | 0.0032
2023-04-03 20:49 | 0.0229 | 0.0265 | 14.57% | 0.0036
2023-04-03 20:50 | 0.0229 | 0.0264 | 14.2% | 0.0035
2023-04-03 20:51 | 0.0226 | 0.0266 | 16.26% | 0.004
2023-04-03 20:52 | 0.023 | 0.0267 | 14.89% | 0.0037
2023-04-03 20:53 | 0.0226 | 0.0265 | 15.89% | 0.0039
2023-04-03 20:54 | 0.0228 | 0.0266 | 15.38% | 0.0038
2023-04-03 20:55 | 0.0228 | 0.0266 | 15.38% | 0.0038
2023-04-03 20:56 | 0.0229 | 0.0268 | 15.69% | 0.0039
2023-04-03 20:57 | 0.0229 | 0.0265 | 14.57% | 0.0036
2023-04-03 20:58 | 0.0229 | 0.0267 | 15.32% | 0.0038
2023-04-03 20:59 | 0.0228 | 0.0267 | 15.76% | 0.0039
2023-04-03 21:00 | 0.0229 | 0.0266 | 14.95% | 0.0037
2023-04-03 21:01 | 0.0227 | 0.0265 | 15.45% | 0.0038
2023-04-03 21:02 | 0.0229 | 0.0266 | 14.95% | 0.0037
2023-04-03 21:03 | 0.0229 | 0.0265 | 14.57% | 0.0036
2023-04-03 21:04 | 0.0229 | 0.0265 | 14.57% | 0.0036
2023-04-03 21:05 | 0.0229 | 0.0265 | 14.57% | 0.0036
2023-04-03 21:06 | 0.023 | 0.0264 | 13.77% | 0.0034
2023-04-03 21:07 | 0.023 | 0.0266 | 14.52% | 0.0036
2023-04-03 21:08 | 0.023 | 0.0267 | 14.89% | 0.0037
2023-04-03 21:09 | 0.0231 | 0.0267 | 14.46% | 0.0036
2023-04-03 21:10 | 0.023 | 0.0266 | 14.52% | 0.0036
2023-04-03 21:11 | 0.0232 | 0.0265 | 13.28% | 0.0033
2023-04-03 21:12 | 0.0231 | 0.0262 | 12.58% | 0.0031
2023-04-03 21:13 | 0.0231 | 0.0261 | 12.2% | 0.003
2023-04-03 21:14 | 0.023 | 0.0262 | 13.01% | 0.0032
2023-04-03 21:15 | 0.0231 | 0.0261 | 12.2% | 0.003
2023-04-03 21:16 | 0.023 | 0.0262 | 13.01% | 0.0032
2023-04-03 21:17 | 0.0232 | 0.0262 | 12.15% | 0.003
2023-04-03 21:18 | 0.0231 | 0.0263 | 12.96% | 0.0032
2023-04-03 21:19 | 0.0231 | 0.0261 | 12.2% | 0.003
2023-04-03 21:20 | 0.0231 | 0.0263 | 12.96% | 0.0032
2023-04-03 21:21 | 0.0233 | 0.0268 | 13.97% | 0.0035
2023-04-03 21:22 | 0.0233 | 0.0266 | 13.23% | 0.0033
2023-04-03 21:23 | 0.0231 | 0.0267 | 14.46% | 0.0036
2023-04-03 21:24 | 0.0234 | 0.0267 | 13.17% | 0.0033
2023-04-03 21:25 | 0.0233 | 0.0267 | 13.6% | 0.0034
2023-04-03 21:26 | 0.0232 | 0.0268 | 14.4% | 0.0036
2023-04-03 21:27 | 0.0234 | 0.0267 | 13.17% | 0.0033
2023-04-03 21:28 | 0.0233 | 0.0268 | 13.97% | 0.0035
2023-04-03 21:29 | 0.0234 | 0.0269 | 13.92% | 0.0035
2023-04-03 21:30 | 0.0233 | 0.0269 | 14.34% | 0.0036
2023-04-03 21:31 | 0.0232 | 0.0267 | 14.03% | 0.0035
2023-04-03 21:32 | 0.0233 | 0.0269 | 14.34% | 0.0036
2023-04-03 21:33 | 0.0234 | 0.0268 | 13.55% | 0.0034
2023-04-03 21:34 | 0.0231 | 0.0265 | 13.71% | 0.0034
2023-04-03 21:35 | 0.023 | 0.0266 | 14.52% | 0.0036
2023-04-03 21:36 | 0.023 | 0.0265 | 14.14% | 0.0035
2023-04-03 21:37 | 0.023 | 0.0264 | 13.77% | 0.0034
2023-04-03 21:38 | 0.023 | 0.0266 | 14.52% | 0.0036
2023-04-03 21:39 | 0.023 | 0.0266 | 14.52% | 0.0036
2023-04-03 21:40 | 0.0233 | 0.0265 | 12.85% | 0.0032
2023-04-03 21:41 | 0.0231 | 0.0265 | 13.71% | 0.0034
2023-04-03 21:42 | 0.0231 | 0.0266 | 14.08% | 0.0035
2023-04-03 21:43 | 0.0232 | 0.0264 | 12.9% | 0.0032
2023-04-03 21:44 | 0.0232 | 0.0264 | 12.9% | 0.0032
2023-04-03 21:45 | 0.023 | 0.0266 | 14.52% | 0.0036
2023-04-03 21:46 | 0.0232 | 0.0265 | 13.28% | 0.0033
2023-04-03 21:47 | 0.0232 | 0.0266 | 13.65% | 0.0034
2023-04-03 21:48 | 0.0232 | 0.0266 | 13.65% | 0.0034
2023-04-03 21:49 | 0.0232 | 0.0267 | 14.03% | 0.0035
2023-04-03 21:50 | 0.0233 | 0.0267 | 13.6% | 0.0034
2023-04-03 21:51 | 0.0232 | 0.0265 | 13.28% | 0.0033
2023-04-03 21:52 | 0.0228 | 0.0267 | 15.76% | 0.0039
2023-04-03 21:53 | 0.023 | 0.0267 | 14.89% | 0.0037
2023-04-03 21:54 | 0.0229 | 0.0269 | 16.06% | 0.004
2023-04-03 21:55 | 0.0229 | 0.0269 | 16.06% | 0.004
2023-04-03 21:56 | 0.0228 | 0.0268 | 16.13% | 0.004
2023-04-03 21:57 | 0.023 | 0.027 | 16% | 0.004
2023-04-03 21:58 | 0.0231 | 0.0271 | 15.94% | 0.004
2023-04-03 21:59 | 0.0229 | 0.027 | 16.43% | 0.0041
2023-04-03 22:00 | 0.0229 | 0.0269 | 16.06% | 0.004
2023-04-03 22:01 | 0.0229 | 0.027 | 16.43% | 0.0041
2023-04-03 22:02 | 0.0228 | 0.0268 | 16.13% | 0.004
2023-04-03 22:03 | 0.0229 | 0.0267 | 15.32% | 0.0038
2023-04-03 22:04 | 0.0228 | 0.0266 | 15.38% | 0.0038
2023-04-03 22:05 | 0.0228 | 0.0267 | 15.76% | 0.0039
2023-04-03 22:06 | 0.0226 | 0.0265 | 15.89% | 0.0039
2023-04-03 22:07 | 0.0226 | 0.0264 | 15.51% | 0.0038
2023-04-03 22:08 | 0.0227 | 0.0266 | 15.82% | 0.0039
2023-04-03 22:09 | 0.0225 | 0.0263 | 15.57% | 0.0038
2023-04-03 22:10 | 0.0228 | 0.0265 | 15.01% | 0.0037
2023-04-03 22:11 | 0.0227 | 0.0265 | 15.45% | 0.0038
2023-04-03 22:12 | 0.0229 | 0.0266 | 14.95% | 0.0037
2023-04-03 22:13 | 0.023 | 0.0266 | 14.52% | 0.0036
2023-04-03 22:14 | 0.023 | 0.0265 | 14.14% | 0.0035
2023-04-03 22:15 | 0.023 | 0.0264 | 13.77% | 0.0034
2023-04-03 22:16 | 0.0227 | 0.0264 | 15.07% | 0.0037
2023-04-03 22:17 | 0.0229 | 0.0264 | 14.2% | 0.0035
2023-04-03 22:18 | 0.0228 | 0.0264 | 14.63% | 0.0036
2023-04-03 22:19 | 0.0228 | 0.0264 | 14.63% | 0.0036
2023-04-03 22:20 | 0.0228 | 0.0266 | 15.38% | 0.0038
2023-04-03 22:21 | 0.0229 | 0.0265 | 14.57% | 0.0036
2023-04-03 22:22 | 0.023 | 0.0265 | 14.14% | 0.0035
2023-04-03 22:23 | 0.0229 | 0.0265 | 14.57% | 0.0036
2023-04-03 22:24 | 0.0228 | 0.0267 | 15.76% | 0.0039
2023-04-03 22:25 | 0.0229 | 0.0268 | 15.69% | 0.0039
2023-04-03 22:26 | 0.0229 | 0.0266 | 14.95% | 0.0037
2023-04-03 22:27 | 0.023 | 0.0268 | 15.26% | 0.0038
2023-04-03 22:28 | 0.0228 | 0.0266 | 15.38% | 0.0038
2023-04-03 22:29 | 0.0228 | 0.0265 | 15.01% | 0.0037
2023-04-03 22:30 | 0.0229 | 0.0268 | 15.69% | 0.0039
2023-04-03 22:31 | 0.0228 | 0.0266 | 15.38% | 0.0038
2023-04-03 22:32 | 0.0228 | 0.0266 | 15.38% | 0.0038
2023-04-03 22:33 | 0.0227 | 0.0267 | 16.19% | 0.004
2023-04-03 22:34 | 0.0227 | 0.0264 | 15.07% | 0.0037
2023-04-03 22:35 | 0.0228 | 0.0266 | 15.38% | 0.0038
2023-04-03 22:36 | 0.023 | 0.0265 | 14.14% | 0.0035
2023-04-03 22:37 | 0.0229 | 0.0265 | 14.57% | 0.0036
2023-04-03 22:38 | 0.0227 | 0.0266 | 15.82% | 0.0039
2023-04-03 22:39 | 0.0229 | 0.0266 | 14.95% | 0.0037
2023-04-03 22:40 | 0.0229 | 0.0267 | 15.32% | 0.0038
2023-04-03 22:41 | 0.023 | 0.0268 | 15.26% | 0.0038
2023-04-03 22:42 | 0.0231 | 0.0267 | 14.46% | 0.0036
2023-04-03 22:43 | 0.0229 | 0.0267 | 15.32% | 0.0038
2023-04-03 22:44 | 0.023 | 0.0269 | 15.63% | 0.0039
2023-04-03 22:45 | 0.0229 | 0.0265 | 14.57% | 0.0036
2023-04-03 22:46 | 0.023 | 0.0267 | 14.89% | 0.0037
2023-04-03 22:47 | 0.023 | 0.0267 | 14.89% | 0.0037
2023-04-03 22:48 | 0.0231 | 0.0266 | 14.08% | 0.0035
2023-04-03 22:49 | 0.0231 | 0.0266 | 14.08% | 0.0035
2023-04-03 22:50 | 0.0231 | 0.0268 | 14.83% | 0.0037
2023-04-03 22:51 | 0.0231 | 0.0267 | 14.46% | 0.0036
2023-04-03 22:52 | 0.0229 | 0.0267 | 15.32% | 0.0038
2023-04-03 22:53 | 0.0231 | 0.0267 | 14.46% | 0.0036
2023-04-03 22:54 | 0.0228 | 0.0268 | 16.13% | 0.004
2023-04-03 22:55 | 0.0227 | 0.027 | 17.3% | 0.0043
2023-04-03 22:56 | 0.0229 | 0.0271 | 16.8% | 0.0042
2023-04-03 22:57 | 0.0229 | 0.0269 | 16.06% | 0.004
2023-04-03 22:58 | 0.0229 | 0.027 | 16.43% | 0.0041
2023-04-03 22:59 | 0.0228 | 0.027 | 16.87% | 0.0042
2023-04-03 23:00 | 0.0228 | 0.0271 | 17.23% | 0.0043
2023-04-03 23:01 | 0.0228 | 0.027 | 16.87% | 0.0042
2023-04-03 23:02 | 0.0229 | 0.0269 | 16.06% | 0.004
2023-04-03 23:03 | 0.0229 | 0.0269 | 16.06% | 0.004
2023-04-03 23:04 | 0.023 | 0.0268 | 15.26% | 0.0038
2023-04-03 23:05 | 0.023 | 0.0268 | 15.26% | 0.0038
2023-04-03 23:06 | 0.023 | 0.0269 | 15.63% | 0.0039
2023-04-03 23:07 | 0.023 | 0.027 | 16% | 0.004
2023-04-03 23:08 | 0.023 | 0.0268 | 15.26% | 0.0038
2023-04-03 23:09 | 0.0231 | 0.0267 | 14.46% | 0.0036
2023-04-03 23:10 | 0.0232 | 0.0268 | 14.4% | 0.0036
2023-04-03 23:11 | 0.0231 | 0.027 | 15.57% | 0.0039
2023-04-03 23:12 | 0.0232 | 0.0269 | 14.77% | 0.0037
2023-04-03 23:13 | 0.0232 | 0.0269 | 14.77% | 0.0037
2023-04-03 23:14 | 0.0233 | 0.0268 | 13.97% | 0.0035
2023-04-03 23:15 | 0.0232 | 0.0268 | 14.4% | 0.0036
2023-04-03 23:16 | 0.0232 | 0.0269 | 14.77% | 0.0037
2023-04-03 23:17 | 0.0234 | 0.0268 | 13.55% | 0.0034
2023-04-03 23:18 | 0.0232 | 0.0268 | 14.4% | 0.0036
2023-04-03 23:19 | 0.0233 | 0.0269 | 14.34% | 0.0036
2023-04-03 23:20 | 0.0233 | 0.027 | 14.71% | 0.0037
2023-04-03 23:21 | 0.0233 | 0.027 | 14.71% | 0.0037
2023-04-03 23:22 | 0.0233 | 0.0269 | 14.34% | 0.0036
2023-04-03 23:23 | 0.0232 | 0.0268 | 14.4% | 0.0036
2023-04-03 23:24 | 0.0235 | 0.027 | 13.86% | 0.0035
2023-04-03 23:25 | 0.0233 | 0.0271 | 15.08% | 0.0038
2023-04-03 23:26 | 0.0234 | 0.0271 | 14.65% | 0.0037
2023-04-03 23:27 | 0.0234 | 0.027 | 14.29% | 0.0036
2023-04-03 23:28 | 0.0233 | 0.027 | 14.71% | 0.0037
2023-04-03 23:29 | 0.0233 | 0.0271 | 15.08% | 0.0038
2023-04-03 23:30 | 0.0232 | 0.0269 | 14.77% | 0.0037
2023-04-03 23:31 | 0.0233 | 0.027 | 14.71% | 0.0037
2023-04-03 23:32 | 0.0234 | 0.027 | 14.29% | 0.0036
2023-04-03 23:33 | 0.0233 | 0.0271 | 15.08% | 0.0038
2023-04-03 23:34 | 0.023 | 0.0271 | 16.37% | 0.0041
2023-04-03 23:35 | 0.0231 | 0.027 | 15.57% | 0.0039
2023-04-03 23:36 | 0.0232 | 0.0272 | 15.87% | 0.004
2023-04-03 23:37 | 0.0231 | 0.027 | 15.57% | 0.0039
2023-04-03 23:38 | 0.0231 | 0.0271 | 15.94% | 0.004
2023-04-03 23:39 | 0.0232 | 0.0269 | 14.77% | 0.0037
2023-04-03 23:40 | 0.023 | 0.0271 | 16.37% | 0.0041
2023-04-03 23:41 | 0.0232 | 0.027 | 15.14% | 0.0038
2023-04-03 23:42 | 0.0231 | 0.027 | 15.57% | 0.0039
2023-04-03 23:43 | 0.0235 | 0.0271 | 14.23% | 0.0036
2023-04-03 23:44 | 0.0231 | 0.027 | 15.57% | 0.0039
2023-04-03 23:45 | 0.0233 | 0.0271 | 15.08% | 0.0038
2023-04-03 23:46 | 0.0232 | 0.0271 | 15.51% | 0.0039
2023-04-03 23:47 | 0.0231 | 0.0271 | 15.94% | 0.004
2023-04-03 23:48 | 0.0233 | 0.027 | 14.71% | 0.0037
2023-04-03 23:49 | 0.0231 | 0.0271 | 15.94% | 0.004
2023-04-03 23:50 | 0.0232 | 0.0271 | 15.51% | 0.0039
2023-04-03 23:51 | 0.0232 | 0.0273 | 16.24% | 0.0041
2023-04-03 23:52 | 0.0231 | 0.0271 | 15.94% | 0.004
2023-04-03 23:53 | 0.0231 | 0.0272 | 16.3% | 0.0041
2023-04-03 23:54 | 0.0232 | 0.0271 | 15.51% | 0.0039
2023-04-03 23:55 | 0.0231 | 0.0272 | 16.3% | 0.0041
2023-04-03 23:56 | 0.023 | 0.0272 | 16.73% | 0.0042
2023-04-03 23:57 | 0.0231 | 0.0272 | 16.3% | 0.0041
2023-04-03 23:58 | 0.0231 | 0.0272 | 16.3% | 0.0041
2023-04-03 23:59 | 0.023 | 0.0273 | 17.1% | 0.0043
2023-04-04 | 0.023 | 0.0271 | 16.37% | 0.0041
2023-04-04 00:01 | 0.0229 | 0.0273 | 17.53% | 0.0044
2023-04-04 00:02 | 0.0232 | 0.0271 | 15.51% | 0.0039
2023-04-04 00:03 | 0.0231 | 0.0272 | 16.3% | 0.0041
2023-04-04 00:04 | 0.0231 | 0.0271 | 15.94% | 0.004
2023-04-04 00:05 | 0.023 | 0.0275 | 17.82% | 0.0045
2023-04-04 00:06 | 0.0232 | 0.0272 | 15.87% | 0.004
2023-04-04 00:07 | 0.0232 | 0.0274 | 16.6% | 0.0042
2023-04-04 00:08 | 0.0232 | 0.0274 | 16.6% | 0.0042
2023-04-04 00:09 | 0.0234 | 0.0272 | 15.02% | 0.0038
2023-04-04 00:10 | 0.0233 | 0.0272 | 15.45% | 0.0039
2023-04-04 00:11 | 0.0233 | 0.0273 | 15.81% | 0.004
2023-04-04 00:12 | 0.0234 | 0.0272 | 15.02% | 0.0038
2023-04-04 00:13 | 0.0233 | 0.0271 | 15.08% | 0.0038
2023-04-04 00:14 | 0.0234 | 0.0271 | 14.65% | 0.0037
2023-04-04 00:15 | 0.0234 | 0.027 | 14.29% | 0.0036
2023-04-04 00:16 | 0.0235 | 0.0272 | 14.6% | 0.0037
2023-04-04 00:17 | 0.0235 | 0.0272 | 14.6% | 0.0037
2023-04-04 00:18 | 0.0234 | 0.0272 | 15.02% | 0.0038
2023-04-04 00:19 | 0.0234 | 0.0271 | 14.65% | 0.0037
2023-04-04 00:20 | 0.0235 | 0.0271 | 14.23% | 0.0036
2023-04-04 00:21 | 0.0235 | 0.0271 | 14.23% | 0.0036
2023-04-04 00:22 | 0.0236 | 0.0272 | 14.17% | 0.0036
2023-04-04 00:23 | 0.0237 | 0.0272 | 13.75% | 0.0035
2023-04-04 00:24 | 0.0236 | 0.0272 | 14.17% | 0.0036
2023-04-04 00:25 | 0.0236 | 0.0273 | 14.54% | 0.0037
2023-04-04 00:26 | 0.0235 | 0.0274 | 15.32% | 0.0039
2023-04-04 00:27 | 0.0236 | 0.0273 | 14.54% | 0.0037
2023-04-04 00:28 | 0.0234 | 0.0273 | 15.38% | 0.0039
2023-04-04 00:29 | 0.0235 | 0.0273 | 14.96% | 0.0038
2023-04-04 00:30 | 0.0234 | 0.0275 | 16.11% | 0.0041
2023-04-04 00:31 | 0.0234 | 0.0272 | 15.02% | 0.0038
2023-04-04 00:32 | 0.0235 | 0.0273 | 14.96% | 0.0038
2023-04-04 00:33 | 0.0234 | 0.0273 | 15.38% | 0.0039
2023-04-04 00:34 | 0.0235 | 0.0272 | 14.6% | 0.0037
2023-04-04 00:35 | 0.0235 | 0.0273 | 14.96% | 0.0038
2023-04-04 00:36 | 0.0234 | 0.0273 | 15.38% | 0.0039
2023-04-04 00:37 | 0.0236 | 0.0272 | 14.17% | 0.0036
2023-04-04 00:38 | 0.0232 | 0.0275 | 16.96% | 0.0043
2023-04-04 00:39 | 0.0232 | 0.0276 | 17.32% | 0.0044
2023-04-04 00:40 | 0.0235 | 0.0275 | 15.69% | 0.004
2023-04-04 00:41 | 0.0232 | 0.0273 | 16.24% | 0.0041
2023-04-04 00:42 | 0.0234 | 0.0274 | 15.75% | 0.004
2023-04-04 00:43 | 0.0234 | 0.0274 | 15.75% | 0.004
2023-04-04 00:44 | 0.0233 | 0.0274 | 16.17% | 0.0041
2023-04-04 00:45 | 0.0234 | 0.0274 | 15.75% | 0.004
2023-04-04 00:46 | 0.0233 | 0.0273 | 15.81% | 0.004
2023-04-04 00:47 | 0.0232 | 0.0273 | 16.24% | 0.0041
2023-04-04 00:48 | 0.0234 | 0.0274 | 15.75% | 0.004
2023-04-04 00:49 | 0.0233 | 0.0271 | 15.08% | 0.0038
2023-04-04 00:50 | 0.0235 | 0.0274 | 15.32% | 0.0039
2023-04-04 00:51 | 0.0234 | 0.0273 | 15.38% | 0.0039
2023-04-04 00:52 | 0.0234 | 0.0274 | 15.75% | 0.004
2023-04-04 00:53 | 0.0233 | 0.0274 | 16.17% | 0.0041
2023-04-04 00:54 | 0.0235 | 0.0273 | 14.96% | 0.0038
2023-04-04 00:55 | 0.0234 | 0.0273 | 15.38% | 0.0039
2023-04-04 00:56 | 0.0232 | 0.0274 | 16.6% | 0.0042
2023-04-04 00:57 | 0.0233 | 0.0275 | 16.54% | 0.0042
2023-04-04 00:58 | 0.0234 | 0.0276 | 16.47% | 0.0042
2023-04-04 00:59 | 0.0233 | 0.0274 | 16.17% | 0.0041
2023-04-04 01:00 | 0.0232 | 0.0273 | 16.24% | 0.0041
2023-04-04 01:01 | 0.0233 | 0.0272 | 15.45% | 0.0039
2023-04-04 01:02 | 0.0234 | 0.0275 | 16.11% | 0.0041
2023-04-04 01:03 | 0.0233 | 0.0275 | 16.54% | 0.0042
2023-04-04 01:04 | 0.0232 | 0.0274 | 16.6% | 0.0042
2023-04-04 01:05 | 0.0234 | 0.0277 | 16.83% | 0.0043
2023-04-04 01:06 | 0.0234 | 0.0275 | 16.11% | 0.0041
2023-04-04 01:07 | 0.0234 | 0.0276 | 16.47% | 0.0042
2023-04-04 01:08 | 0.0233 | 0.0273 | 15.81% | 0.004
2023-04-04 01:09 | 0.0235 | 0.0276 | 16.05% | 0.0041
2023-04-04 01:10 | 0.0234 | 0.0274 | 15.75% | 0.004
2023-04-04 01:11 | 0.0234 | 0.0276 | 16.47% | 0.0042
2023-04-04 01:12 | 0.0233 | 0.0273 | 15.81% | 0.004
2023-04-04 01:13 | 0.0236 | 0.0274 | 14.9% | 0.0038
2023-04-04 01:14 | 0.0236 | 0.0274 | 14.9% | 0.0038
2023-04-04 01:15 | 0.0237 | 0.0274 | 14.48% | 0.0037
2023-04-04 01:16 | 0.0235 | 0.0274 | 15.32% | 0.0039
2023-04-04 01:17 | 0.0234 | 0.0274 | 15.75% | 0.004
2023-04-04 01:18 | 0.0235 | 0.0273 | 14.96% | 0.0038
2023-04-04 01:19 | 0.0235 | 0.0274 | 15.32% | 0.0039
2023-04-04 01:20 | 0.0235 | 0.0274 | 15.32% | 0.0039
2023-04-04 01:21 | 0.0236 | 0.0272 | 14.17% | 0.0036
2023-04-04 01:22 | 0.0235 | 0.0271 | 14.23% | 0.0036
2023-04-04 01:23 | 0.0234 | 0.0271 | 14.65% | 0.0037
2023-04-04 01:24 | 0.0236 | 0.0272 | 14.17% | 0.0036
2023-04-04 01:25 | 0.0233 | 0.0272 | 15.45% | 0.0039
2023-04-04 01:26 | 0.0234 | 0.0272 | 15.02% | 0.0038
2023-04-04 01:27 | 0.0235 | 0.0272 | 14.6% | 0.0037
2023-04-04 01:28 | 0.0234 | 0.0274 | 15.75% | 0.004
2023-04-04 01:29 | 0.0235 | 0.0274 | 15.32% | 0.0039
2023-04-04 01:30 | 0.0235 | 0.0274 | 15.32% | 0.0039
2023-04-04 01:31 | 0.0235 | 0.0273 | 14.96% | 0.0038
2023-04-04 01:32 | 0.0234 | 0.0274 | 15.75% | 0.004
2023-04-04 01:33 | 0.0237 | 0.0274 | 14.48% | 0.0037
2023-04-04 01:34 | 0.0236 | 0.0275 | 15.26% | 0.0039
2023-04-04 01:35 | 0.0235 | 0.0274 | 15.32% | 0.0039
2023-04-04 01:36 | 0.0236 | 0.0274 | 14.9% | 0.0038
2023-04-04 01:37 | 0.0235 | 0.0274 | 15.32% | 0.0039
2023-04-04 01:38 | 0.0236 | 0.0274 | 14.9% | 0.0038
2023-04-04 01:39 | 0.0234 | 0.0275 | 16.11% | 0.0041
2023-04-04 01:40 | 0.0235 | 0.0273 | 14.96% | 0.0038
2023-04-04 01:41 | 0.0235 | 0.0274 | 15.32% | 0.0039
2023-04-04 01:42 | 0.0235 | 0.0274 | 15.32% | 0.0039
2023-04-04 01:43 | 0.0234 | 0.0274 | 15.75% | 0.004
2023-04-04 01:44 | 0.0233 | 0.0274 | 16.17% | 0.0041
2023-04-04 01:45 | 0.0232 | 0.0274 | 16.6% | 0.0042
2023-04-04 01:46 | 0.0233 | 0.0274 | 16.17% | 0.0041
2023-04-04 01:47 | 0.0233 | 0.0273 | 15.81% | 0.004
2023-04-04 01:48 | 0.0234 | 0.0272 | 15.02% | 0.0038
2023-04-04 01:49 | 0.0232 | 0.0273 | 16.24% | 0.0041
2023-04-04 01:50 | 0.0232 | 0.0276 | 17.32% | 0.0044
2023-04-04 01:51 | 0.0235 | 0.0275 | 15.69% | 0.004
2023-04-04 01:52 | 0.0234 | 0.0274 | 15.75% | 0.004
2023-04-04 01:53 | 0.0234 | 0.0273 | 15.38% | 0.0039
2023-04-04 01:54 | 0.0233 | 0.0273 | 15.81% | 0.004
2023-04-04 01:55 | 0.0232 | 0.0275 | 16.96% | 0.0043
2023-04-04 01:56 | 0.0232 | 0.0275 | 16.96% | 0.0043
2023-04-04 01:57 | 0.0233 | 0.0276 | 16.9% | 0.0043
2023-04-04 01:58 | 0.0231 | 0.0272 | 16.3% | 0.0041
2023-04-04 01:59 | 0.0233 | 0.0276 | 16.9% | 0.0043
2023-04-04 02:00 | 0.0232 | 0.0274 | 16.6% | 0.0042
2023-04-04 02:01 | 0.0232 | 0.0275 | 16.96% | 0.0043
2023-04-04 02:02 | 0.0232 | 0.0274 | 16.6% | 0.0042
2023-04-04 02:03 | 0.0233 | 0.0274 | 16.17% | 0.0041
2023-04-04 02:04 | 0.0235 | 0.0274 | 15.32% | 0.0039
2023-04-04 02:05 | 0.0234 | 0.0275 | 16.11% | 0.0041
2023-04-04 02:06 | 0.0234 | 0.0274 | 15.75% | 0.004
2023-04-04 02:07 | 0.0232 | 0.0274 | 16.6% | 0.0042
2023-04-04 02:08 | 0.0231 | 0.0274 | 17.03% | 0.0043
2023-04-04 02:09 | 0.0233 | 0.0275 | 16.54% | 0.0042
2023-04-04 02:10 | 0.0231 | 0.0273 | 16.67% | 0.0042
2023-04-04 02:11 | 0.0232 | 0.0274 | 16.6% | 0.0042
2023-04-04 02:12 | 0.023 | 0.0273 | 17.1% | 0.0043
2023-04-04 02:13 | 0.0233 | 0.0273 | 15.81% | 0.004
2023-04-04 02:14 | 0.0233 | 0.0272 | 15.45% | 0.0039
2023-04-04 02:15 | 0.0233 | 0.0274 | 16.17% | 0.0041
2023-04-04 02:16 | 0.0235 | 0.0274 | 15.32% | 0.0039
2023-04-04 02:17 | 0.0235 | 0.0275 | 15.69% | 0.004
2023-04-04 02:18 | 0.0235 | 0.0273 | 14.96% | 0.0038
2023-04-04 02:19 | 0.0235 | 0.0273 | 14.96% | 0.0038
2023-04-04 02:20 | 0.0235 | 0.0273 | 14.96% | 0.0038
2023-04-04 02:21 | 0.0237 | 0.0274 | 14.48% | 0.0037
2023-04-04 02:22 | 0.0235 | 0.0273 | 14.96% | 0.0038
2023-04-04 02:23 | 0.0235 | 0.0273 | 14.96% | 0.0038
2023-04-04 02:24 | 0.0235 | 0.0273 | 14.96% | 0.0038
2023-04-04 02:25 | 0.0235 | 0.0274 | 15.32% | 0.0039
2023-04-04 02:26 | 0.0234 | 0.0274 | 15.75% | 0.004
2023-04-04 02:27 | 0.0235 | 0.0274 | 15.32% | 0.0039
2023-04-04 02:28 | 0.0237 | 0.0274 | 14.48% | 0.0037
2023-04-04 02:29 | 0.0236 | 0.0272 | 14.17% | 0.0036
2023-04-04 02:30 | 0.0234 | 0.0273 | 15.38% | 0.0039
2023-04-04 02:31 | 0.0235 | 0.0274 | 15.32% | 0.0039
2023-04-04 02:32 | 0.0236 | 0.0275 | 15.26% | 0.0039
2023-04-04 02:33 | 0.0234 | 0.0275 | 16.11% | 0.0041
2023-04-04 02:34 | 0.0234 | 0.0275 | 16.11% | 0.0041
2023-04-04 02:35 | 0.0233 | 0.0273 | 15.81% | 0.004
2023-04-04 02:36 | 0.0234 | 0.0273 | 15.38% | 0.0039
2023-04-04 02:37 | 0.0234 | 0.0275 | 16.11% | 0.0041
2023-04-04 02:38 | 0.0234 | 0.0272 | 15.02% | 0.0038
2023-04-04 02:39 | 0.0236 | 0.0272 | 14.17% | 0.0036
2023-04-04 02:40 | 0.0233 | 0.0275 | 16.54% | 0.0042
2023-04-04 02:41 | 0.0234 | 0.0274 | 15.75% | 0.004
2023-04-04 02:42 | 0.0234 | 0.0275 | 16.11% | 0.0041
2023-04-04 02:43 | 0.0235 | 0.0273 | 14.96% | 0.0038
2023-04-04 02:44 | 0.0234 | 0.0274 | 15.75% | 0.004
2023-04-04 02:45 | 0.0235 | 0.0273 | 14.96% | 0.0038
2023-04-04 02:46 | 0.0236 | 0.0275 | 15.26% | 0.0039
2023-04-04 02:47 | 0.0237 | 0.0273 | 14.12% | 0.0036
2023-04-04 02:48 | 0.0235 | 0.0274 | 15.32% | 0.0039
2023-04-04 02:49 | 0.0235 | 0.0275 | 15.69% | 0.004
2023-04-04 02:50 | 0.0234 | 0.0275 | 16.11% | 0.0041
2023-04-04 02:51 | 0.0233 | 0.0276 | 16.9% | 0.0043
2023-04-04 02:52 | 0.0234 | 0.0275 | 16.11% | 0.0041
2023-04-04 02:53 | 0.0235 | 0.0274 | 15.32% | 0.0039
2023-04-04 02:54 | 0.0235 | 0.0275 | 15.69% | 0.004
2023-04-04 02:55 | 0.0232 | 0.0276 | 17.32% | 0.0044
2023-04-04 02:56 | 0.0232 | 0.0277 | 17.68% | 0.0045
2023-04-04 02:57 | 0.0232 | 0.0276 | 17.32% | 0.0044
2023-04-04 02:58 | 0.0233 | 0.0275 | 16.54% | 0.0042
2023-04-04 02:59 | 0.0234 | 0.0274 | 15.75% | 0.004
2023-04-04 03:00 | 0.0231 | 0.0274 | 17.03% | 0.0043
2023-04-04 03:01 | 0.0234 | 0.0276 | 16.47% | 0.0042
2023-04-04 03:02 | 0.0232 | 0.0273 | 16.24% | 0.0041
2023-04-04 03:03 | 0.0232 | 0.0275 | 16.96% | 0.0043
2023-04-04 03:04 | 0.0231 | 0.0274 | 17.03% | 0.0043
2023-04-04 03:05 | 0.0231 | 0.0275 | 17.39% | 0.0044
2023-04-04 03:06 | 0.0232 | 0.0273 | 16.24% | 0.0041
2023-04-04 03:07 | 0.023 | 0.0274 | 17.46% | 0.0044
2023-04-04 03:08 | 0.0231 | 0.0273 | 16.67% | 0.0042
2023-04-04 03:09 | 0.0233 | 0.0272 | 15.45% | 0.0039
2023-04-04 03:10 | 0.0233 | 0.0273 | 15.81% | 0.004
2023-04-04 03:11 | 0.0233 | 0.0273 | 15.81% | 0.004
2023-04-04 03:12 | 0.0234 | 0.0274 | 15.75% | 0.004
2023-04-04 03:13 | 0.0236 | 0.0272 | 14.17% | 0.0036
2023-04-04 03:14 | 0.0235 | 0.0274 | 15.32% | 0.0039
2023-04-04 03:15 | 0.0234 | 0.0272 | 15.02% | 0.0038
2023-04-04 03:16 | 0.0234 | 0.0272 | 15.02% | 0.0038
2023-04-04 03:17 | 0.0234 | 0.0272 | 15.02% | 0.0038
2023-04-04 03:18 | 0.0235 | 0.0274 | 15.32% | 0.0039
2023-04-04 03:19 | 0.0236 | 0.0274 | 14.9% | 0.0038
2023-04-04 03:20 | 0.0233 | 0.0274 | 16.17% | 0.0041
2023-04-04 03:21 | 0.0234 | 0.0272 | 15.02% | 0.0038
2023-04-04 03:22 | 0.0234 | 0.0275 | 16.11% | 0.0041
2023-04-04 03:23 | 0.0234 | 0.0274 | 15.75% | 0.004
2023-04-04 03:24 | 0.0234 | 0.0274 | 15.75% | 0.004
2023-04-04 03:25 | 0.0232 | 0.0273 | 16.24% | 0.0041
2023-04-04 03:26 | 0.0232 | 0.0272 | 15.87% | 0.004
2023-04-04 03:27 | 0.0233 | 0.0274 | 16.17% | 0.0041
2023-04-04 03:28 | 0.0234 | 0.0277 | 16.83% | 0.0043
2023-04-04 03:29 | 0.0233 | 0.0275 | 16.54% | 0.0042
2023-04-04 03:30 | 0.0233 | 0.0274 | 16.17% | 0.0041
2023-04-04 03:31 | 0.0233 | 0.0275 | 16.54% | 0.0042
2023-04-04 03:32 | 0.0234 | 0.0275 | 16.11% | 0.0041
2023-04-04 03:33 | 0.0234 | 0.0273 | 15.38% | 0.0039
2023-04-04 03:34 | 0.0234 | 0.0275 | 16.11% | 0.0041
2023-04-04 03:35 | 0.0235 | 0.0276 | 16.05% | 0.0041
2023-04-04 03:36 | 0.0234 | 0.0273 | 15.38% | 0.0039
2023-04-04 03:37 | 0.0235 | 0.0276 | 16.05% | 0.0041
2023-04-04 03:38 | 0.0236 | 0.0275 | 15.26% | 0.0039
2023-04-04 03:39 | 0.0235 | 0.0275 | 15.69% | 0.004
2023-04-04 03:40 | 0.0236 | 0.0275 | 15.26% | 0.0039
2023-04-04 03:41 | 0.0235 | 0.0274 | 15.32% | 0.0039
2023-04-04 03:42 | 0.0236 | 0.0274 | 14.9% | 0.0038
2023-04-04 03:43 | 0.0235 | 0.0274 | 15.32% | 0.0039
2023-04-04 03:44 | 0.0234 | 0.0273 | 15.38% | 0.0039
2023-04-04 03:45 | 0.0235 | 0.0273 | 14.96% | 0.0038
2023-04-04 03:46 | 0.0235 | 0.0275 | 15.69% | 0.004
2023-04-04 03:47 | 0.0235 | 0.0274 | 15.32% | 0.0039
2023-04-04 03:48 | 0.0234 | 0.0273 | 15.38% | 0.0039
2023-04-04 03:49 | 0.0233 | 0.0274 | 16.17% | 0.0041
2023-04-04 03:50 | 0.0234 | 0.0273 | 15.38% | 0.0039
2023-04-04 03:51 | 0.0234 | 0.0273 | 15.38% | 0.0039
2023-04-04 03:52 | 0.0233 | 0.0273 | 15.81% | 0.004
2023-04-04 03:53 | 0.0233 | 0.0273 | 15.81% | 0.004
2023-04-04 03:54 | 0.0233 | 0.0271 | 15.08% | 0.0038
2023-04-04 03:55 | 0.0231 | 0.0274 | 17.03% | 0.0043
2023-04-04 03:56 | 0.0232 | 0.0275 | 16.96% | 0.0043
2023-04-04 03:57 | 0.0233 | 0.0274 | 16.17% | 0.0041
2023-04-04 03:58 | 0.0234 | 0.0275 | 16.11% | 0.0041
2023-04-04 03:59 | 0.0234 | 0.0274 | 15.75% | 0.004
2023-04-04 04:00 | 0.0233 | 0.0274 | 16.17% | 0.0041
2023-04-04 04:01 | 0.0231 | 0.0273 | 16.67% | 0.0042
2023-04-04 04:02 | 0.023 | 0.0274 | 17.46% | 0.0044
2023-04-04 04:03 | 0.023 | 0.0274 | 17.46% | 0.0044
2023-04-04 04:04 | 0.0231 | 0.0273 | 16.67% | 0.0042
2023-04-04 04:05 | 0.0232 | 0.0274 | 16.6% | 0.0042
2023-04-04 04:06 | 0.0231 | 0.0275 | 17.39% | 0.0044
2023-04-04 04:07 | 0.0231 | 0.0274 | 17.03% | 0.0043
2023-04-04 04:08 | 0.0233 | 0.0275 | 16.54% | 0.0042
2023-04-04 04:09 | 0.0231 | 0.0273 | 16.67% | 0.0042
2023-04-04 04:10 | 0.0232 | 0.0273 | 16.24% | 0.0041
2023-04-04 04:11 | 0.0232 | 0.0275 | 16.96% | 0.0043
2023-04-04 04:12 | 0.0233 | 0.0274 | 16.17% | 0.0041
2023-04-04 04:13 | 0.0233 | 0.0274 | 16.17% | 0.0041
2023-04-04 04:14 | 0.0232 | 0.0273 | 16.24% | 0.0041
2023-04-04 04:15 | 0.0232 | 0.0272 | 15.87% | 0.004
2023-04-04 04:16 | 0.0232 | 0.0271 | 15.51% | 0.0039
2023-04-04 04:17 | 0.023 | 0.0272 | 16.73% | 0.0042
2023-04-04 04:18 | 0.0232 | 0.0272 | 15.87% | 0.004
2023-04-04 04:19 | 0.0233 | 0.0273 | 15.81% | 0.004
2023-04-04 04:20 | 0.0234 | 0.0272 | 15.02% | 0.0038
2023-04-04 04:21 | 0.0234 | 0.0271 | 14.65% | 0.0037
2023-04-04 04:22 | 0.0235 | 0.0271 | 14.23% | 0.0036
2023-04-04 04:23 | 0.0235 | 0.0272 | 14.6% | 0.0037
2023-04-04 04:24 | 0.0236 | 0.0273 | 14.54% | 0.0037
2023-04-04 04:25 | 0.0233 | 0.0272 | 15.45% | 0.0039
2023-04-04 04:26 | 0.0234 | 0.0272 | 15.02% | 0.0038
2023-04-04 04:27 | 0.0233 | 0.0273 | 15.81% | 0.004
2023-04-04 04:28 | 0.0232 | 0.0273 | 16.24% | 0.0041
2023-04-04 04:29 | 0.023 | 0.0275 | 17.82% | 0.0045
2023-04-04 04:30 | 0.0231 | 0.0273 | 16.67% | 0.0042
2023-04-04 04:31 | 0.0231 | 0.0273 | 16.67% | 0.0042
2023-04-04 04:32 | 0.023 | 0.0273 | 17.1% | 0.0043
2023-04-04 04:33 | 0.0231 | 0.0272 | 16.3% | 0.0041
2023-04-04 04:34 | 0.0231 | 0.0274 | 17.03% | 0.0043
2023-04-04 04:35 | 0.023 | 0.0271 | 16.37% | 0.0041
2023-04-04 04:36 | 0.0231 | 0.0272 | 16.3% | 0.0041
2023-04-04 04:37 | 0.0231 | 0.0272 | 16.3% | 0.0041
2023-04-04 04:38 | 0.0232 | 0.0272 | 15.87% | 0.004
2023-04-04 04:39 | 0.0232 | 0.0271 | 15.51% | 0.0039
2023-04-04 04:40 | 0.0233 | 0.0271 | 15.08% | 0.0038
2023-04-04 04:41 | 0.0233 | 0.027 | 14.71% | 0.0037
2023-04-04 04:42 | 0.023 | 0.0271 | 16.37% | 0.0041
2023-04-04 04:43 | 0.0232 | 0.0269 | 14.77% | 0.0037
2023-04-04 04:44 | 0.0231 | 0.027 | 15.57% | 0.0039
2023-04-04 04:45 | 0.0232 | 0.0272 | 15.87% | 0.004
2023-04-04 04:46 | 0.0234 | 0.0273 | 15.38% | 0.0039
2023-04-04 04:47 | 0.0233 | 0.0272 | 15.45% | 0.0039
2023-04-04 04:48 | 0.0234 | 0.0273 | 15.38% | 0.0039
2023-04-04 04:49 | 0.0233 | 0.0271 | 15.08% | 0.0038
2023-04-04 04:50 | 0.0234 | 0.0271 | 14.65% | 0.0037
2023-04-04 04:51 | 0.0235 | 0.0272 | 14.6% | 0.0037
2023-04-04 04:52 | 0.0234 | 0.0271 | 14.65% | 0.0037
2023-04-04 04:53 | 0.0233 | 0.0271 | 15.08% | 0.0038
2023-04-04 04:54 | 0.0234 | 0.0273 | 15.38% | 0.0039
2023-04-04 04:55 | 0.0232 | 0.0272 | 15.87% | 0.004
2023-04-04 04:56 | 0.0233 | 0.0272 | 15.45% | 0.0039
2023-04-04 04:57 | 0.0232 | 0.0272 | 15.87% | 0.004
2023-04-04 04:58 | 0.0231 | 0.0274 | 17.03% | 0.0043
2023-04-04 04:59 | 0.0231 | 0.027 | 15.57% | 0.0039
2023-04-04 05:00 | 0.023 | 0.0272 | 16.73% | 0.0042
2023-04-04 05:01 | 0.0232 | 0.0273 | 16.24% | 0.0041
2023-04-04 05:02 | 0.023 | 0.0272 | 16.73% | 0.0042
2023-04-04 05:03 | 0.0231 | 0.0272 | 16.3% | 0.0041
2023-04-04 05:04 | 0.0232 | 0.0272 | 15.87% | 0.004
2023-04-04 05:05 | 0.0231 | 0.027 | 15.57% | 0.0039
2023-04-04 05:06 | 0.0231 | 0.0271 | 15.94% | 0.004
2023-04-04 05:07 | 0.023 | 0.0269 | 15.63% | 0.0039
2023-04-04 05:08 | 0.0231 | 0.027 | 15.57% | 0.0039
2023-04-04 05:09 | 0.0232 | 0.027 | 15.14% | 0.0038
2023-04-04 05:10 | 0.023 | 0.0269 | 15.63% | 0.0039
2023-04-04 05:11 | 0.0231 | 0.0271 | 15.94% | 0.004
2023-04-04 05:12 | 0.0232 | 0.027 | 15.14% | 0.0038
2023-04-04 05:13 | 0.0232 | 0.0271 | 15.51% | 0.0039
2023-04-04 05:14 | 0.0231 | 0.0271 | 15.94% | 0.004
2023-04-04 05:15 | 0.0232 | 0.027 | 15.14% | 0.0038
2023-04-04 05:16 | 0.0233 | 0.027 | 14.71% | 0.0037
2023-04-04 05:17 | 0.023 | 0.027 | 16% | 0.004
2023-04-04 05:18 | 0.0231 | 0.0271 | 15.94% | 0.004
2023-04-04 05:19 | 0.023 | 0.027 | 16% | 0.004
2023-04-04 05:20 | 0.0231 | 0.027 | 15.57% | 0.0039
2023-04-04 05:21 | 0.023 | 0.0272 | 16.73% | 0.0042
2023-04-04 05:22 | 0.023 | 0.027 | 16% | 0.004
2023-04-04 05:23 | 0.023 | 0.0271 | 16.37% | 0.0041
2023-04-04 05:24 | 0.0231 | 0.0269 | 15.2% | 0.0038
2023-04-04 05:25 | 0.023 | 0.0271 | 16.37% | 0.0041
2023-04-04 05:26 | 0.0228 | 0.027 | 16.87% | 0.0042
2023-04-04 05:27 | 0.0229 | 0.027 | 16.43% | 0.0041
2023-04-04 05:28 | 0.0228 | 0.0271 | 17.23% | 0.0043
2023-04-04 05:29 | 0.0229 | 0.0271 | 16.8% | 0.0042
2023-04-04 05:30 | 0.023 | 0.0274 | 17.46% | 0.0044
2023-04-04 05:31 | 0.0231 | 0.0274 | 17.03% | 0.0043
2023-04-04 05:32 | 0.0232 | 0.0274 | 16.6% | 0.0042
2023-04-04 05:33 | 0.0232 | 0.0274 | 16.6% | 0.0042
2023-04-04 05:34 | 0.0232 | 0.0274 | 16.6% | 0.0042
2023-04-04 05:35 | 0.0231 | 0.0272 | 16.3% | 0.0041
2023-04-04 05:36 | 0.0233 | 0.0273 | 15.81% | 0.004
2023-04-04 05:37 | 0.023 | 0.0271 | 16.37% | 0.0041
2023-04-04 05:38 | 0.0229 | 0.0272 | 17.17% | 0.0043
2023-04-04 05:39 | 0.0229 | 0.0271 | 16.8% | 0.0042
2023-04-04 05:40 | 0.0229 | 0.027 | 16.43% | 0.0041
2023-04-04 05:41 | 0.023 | 0.0271 | 16.37% | 0.0041
2023-04-04 05:42 | 0.0232 | 0.0272 | 15.87% | 0.004
2023-04-04 05:43 | 0.0232 | 0.0271 | 15.51% | 0.0039
2023-04-04 05:44 | 0.0232 | 0.0272 | 15.87% | 0.004
2023-04-04 05:45 | 0.0233 | 0.0272 | 15.45% | 0.0039
2023-04-04 05:46 | 0.0234 | 0.0273 | 15.38% | 0.0039
2023-04-04 05:47 | 0.0233 | 0.0274 | 16.17% | 0.0041
2023-04-04 05:48 | 0.0233 | 0.0274 | 16.17% | 0.0041
2023-04-04 05:49 | 0.0231 | 0.0272 | 16.3% | 0.0041
2023-04-04 05:50 | 0.0232 | 0.0272 | 15.87% | 0.004
2023-04-04 05:51 | 0.0233 | 0.027 | 14.71% | 0.0037
2023-04-04 05:52 | 0.0233 | 0.0271 | 15.08% | 0.0038
2023-04-04 05:53 | 0.0232 | 0.0271 | 15.51% | 0.0039
2023-04-04 05:54 | 0.0232 | 0.0272 | 15.87% | 0.004
2023-04-04 05:55 | 0.0231 | 0.0271 | 15.94% | 0.004
2023-04-04 05:56 | 0.0231 | 0.0271 | 15.94% | 0.004
2023-04-04 05:57 | 0.0231 | 0.0271 | 15.94% | 0.004
2023-04-04 05:58 | 0.0231 | 0.0271 | 15.94% | 0.004
2023-04-04 05:59 | 0.023 | 0.0273 | 17.1% | 0.0043
2023-04-04 06:00 | 0.0227 | 0.0273 | 18.4% | 0.0046
2023-04-04 06:01 | 0.0229 | 0.0272 | 17.17% | 0.0043
2023-04-04 06:02 | 0.0228 | 0.0272 | 17.6% | 0.0044
2023-04-04 06:03 | 0.0228 | 0.0272 | 17.6% | 0.0044
2023-04-04 06:04 | 0.0227 | 0.0271 | 17.67% | 0.0044
2023-04-04 06:05 | 0.0228 | 0.027 | 16.87% | 0.0042
2023-04-04 06:06 | 0.0226 | 0.0271 | 18.11% | 0.0045
2023-04-04 06:07 | 0.0228 | 0.0272 | 17.6% | 0.0044
2023-04-04 06:08 | 0.0227 | 0.0271 | 17.67% | 0.0044
2023-04-04 06:09 | 0.0226 | 0.0271 | 18.11% | 0.0045
2023-04-04 06:10 | 0.0227 | 0.0271 | 17.67% | 0.0044
2023-04-04 06:11 | 0.0226 | 0.0271 | 18.11% | 0.0045
2023-04-04 06:12 | 0.0226 | 0.0269 | 17.37% | 0.0043
2023-04-04 06:13 | 0.0226 | 0.0271 | 18.11% | 0.0045
2023-04-04 06:14 | 0.0227 | 0.0271 | 17.67% | 0.0044
2023-04-04 06:15 | 0.0229 | 0.0269 | 16.06% | 0.004
2023-04-04 06:16 | 0.0229 | 0.0268 | 15.69% | 0.0039
2023-04-04 06:17 | 0.0229 | 0.0267 | 15.32% | 0.0038
2023-04-04 06:18 | 0.023 | 0.0267 | 14.89% | 0.0037
2023-04-04 06:19 | 0.023 | 0.0267 | 14.89% | 0.0037
2023-04-04 06:20 | 0.0229 | 0.0268 | 15.69% | 0.0039
2023-04-04 06:21 | 0.0228 | 0.0267 | 15.76% | 0.0039
2023-04-04 06:22 | 0.0229 | 0.0269 | 16.06% | 0.004
2023-04-04 06:23 | 0.0229 | 0.0268 | 15.69% | 0.0039
2023-04-04 06:24 | 0.0229 | 0.0268 | 15.69% | 0.0039
2023-04-04 06:25 | 0.023 | 0.0269 | 15.63% | 0.0039
2023-04-04 06:26 | 0.0229 | 0.0268 | 15.69% | 0.0039
2023-04-04 06:27 | 0.0229 | 0.0269 | 16.06% | 0.004
2023-04-04 06:28 | 0.023 | 0.0268 | 15.26% | 0.0038
2023-04-04 06:29 | 0.0229 | 0.0269 | 16.06% | 0.004
2023-04-04 06:30 | 0.0229 | 0.0268 | 15.69% | 0.0039
2023-04-04 06:31 | 0.0229 | 0.0268 | 15.69% | 0.0039
2023-04-04 06:32 | 0.0229 | 0.0268 | 15.69% | 0.0039
2023-04-04 06:33 | 0.0229 | 0.0267 | 15.32% | 0.0038
2023-04-04 06:34 | 0.0227 | 0.0269 | 16.94% | 0.0042
2023-04-04 06:35 | 0.0226 | 0.0269 | 17.37% | 0.0043
2023-04-04 06:36 | 0.0227 | 0.0268 | 16.57% | 0.0041
2023-04-04 06:37 | 0.0227 | 0.0269 | 16.94% | 0.0042
2023-04-04 06:38 | 0.0228 | 0.0268 | 16.13% | 0.004
2023-04-04 06:39 | 0.0227 | 0.0269 | 16.94% | 0.0042
2023-04-04 06:40 | 0.0225 | 0.0268 | 17.44% | 0.0043
2023-04-04 06:41 | 0.0224 | 0.0268 | 17.89% | 0.0044
2023-04-04 06:42 | 0.0224 | 0.0266 | 17.14% | 0.0042
2023-04-04 06:43 | 0.0225 | 0.0269 | 17.81% | 0.0044
2023-04-04 06:44 | 0.0223 | 0.0266 | 17.59% | 0.0043
2023-04-04 06:45 | 0.0223 | 0.0266 | 17.59% | 0.0043
2023-04-04 06:46 | 0.0225 | 0.0267 | 17.07% | 0.0042
2023-04-04 06:47 | 0.0226 | 0.0268 | 17% | 0.0042
2023-04-04 06:48 | 0.0226 | 0.027 | 17.74% | 0.0044
2023-04-04 06:49 | 0.0226 | 0.0268 | 17% | 0.0042
2023-04-04 06:50 | 0.0229 | 0.0267 | 15.32% | 0.0038
2023-04-04 06:51 | 0.0228 | 0.0267 | 15.76% | 0.0039
2023-04-04 06:52 | 0.0229 | 0.0268 | 15.69% | 0.0039
2023-04-04 06:53 | 0.0229 | 0.0269 | 16.06% | 0.004
2023-04-04 06:54 | 0.0225 | 0.0265 | 16.33% | 0.004
2023-04-04 06:55 | 0.0226 | 0.0264 | 15.51% | 0.0038
2023-04-04 06:56 | 0.0226 | 0.0265 | 15.89% | 0.0039
2023-04-04 06:57 | 0.0226 | 0.0264 | 15.51% | 0.0038
2023-04-04 06:58 | 0.0227 | 0.0265 | 15.45% | 0.0038
2023-04-04 06:59 | 0.0227 | 0.0266 | 15.82% | 0.0039
2023-04-04 07:00 | 0.0227 | 0.0265 | 15.45% | 0.0038
2023-04-04 07:01 | 0.0225 | 0.0267 | 17.07% | 0.0042
2023-04-04 07:02 | 0.0228 | 0.0265 | 15.01% | 0.0037
2023-04-04 07:03 | 0.0227 | 0.0264 | 15.07% | 0.0037
2023-04-04 07:04 | 0.0229 | 0.0268 | 15.69% | 0.0039
2023-04-04 07:05 | 0.023 | 0.0267 | 14.89% | 0.0037
2023-04-04 07:06 | 0.0231 | 0.0268 | 14.83% | 0.0037
2023-04-04 07:07 | 0.0229 | 0.0267 | 15.32% | 0.0038
2023-04-04 07:08 | 0.0228 | 0.0268 | 16.13% | 0.004
2023-04-04 07:09 | 0.0229 | 0.0269 | 16.06% | 0.004
2023-04-04 07:10 | 0.0229 | 0.0267 | 15.32% | 0.0038
2023-04-04 07:11 | 0.023 | 0.0267 | 14.89% | 0.0037
2023-04-04 07:12 | 0.023 | 0.0267 | 14.89% | 0.0037
2023-04-04 07:13 | 0.023 | 0.0267 | 14.89% | 0.0037
2023-04-04 07:14 | 0.023 | 0.0268 | 15.26% | 0.0038
2023-04-04 07:15 | 0.0229 | 0.0268 | 15.69% | 0.0039
2023-04-04 07:16 | 0.0228 | 0.0269 | 16.5% | 0.0041
2023-04-04 07:17 | 0.0231 | 0.0268 | 14.83% | 0.0037
2023-04-04 07:18 | 0.023 | 0.0269 | 15.63% | 0.0039
2023-04-04 07:19 | 0.023 | 0.0269 | 15.63% | 0.0039
2023-04-04 07:20 | 0.0229 | 0.0267 | 15.32% | 0.0038
2023-04-04 07:21 | 0.0231 | 0.0267 | 14.46% | 0.0036
2023-04-04 07:22 | 0.0229 | 0.0267 | 15.32% | 0.0038
2023-04-04 07:23 | 0.0229 | 0.027 | 16.43% | 0.0041
2023-04-04 07:24 | 0.023 | 0.0269 | 15.63% | 0.0039
2023-04-04 07:25 | 0.023 | 0.0267 | 14.89% | 0.0037
2023-04-04 07:26 | 0.0229 | 0.0269 | 16.06% | 0.004
2023-04-04 07:27 | 0.0229 | 0.0267 | 15.32% | 0.0038
2023-04-04 07:28 | 0.0229 | 0.0266 | 14.95% | 0.0037
2023-04-04 07:29 | 0.0228 | 0.0267 | 15.76% | 0.0039
2023-04-04 07:30 | 0.2175 | 0.2055 | -5.674% | -0.012
2023-04-04 07:31 | 0.3774 | 0.3571 | -5.528% | -0.0203
2023-04-04 07:32 | 0.5612 | 0.5526 | -1.544% | -0.0086
2023-04-04 07:33 | 0.5963 | 0.5889 | -1.249% | -0.0074
2023-04-04 07:34 | 0.5576 | 0.5517 | -1.064% | -0.0059
2023-04-04 07:35 | 0.5655 | 0.5594 | -1.085% | -0.0061
2023-04-04 07:36 | 0.6073 | 0.5993 | -1.326% | -0.008
2023-04-04 07:37 | 0.6271 | 0.6183 | -1.413% | -0.0088
2023-04-04 07:38 | 0.6564 | 0.647 | -1.442% | -0.0094
2023-04-04 07:39 | 0.6879 | 0.6773 | -1.553% | -0.0106
2023-04-04 07:40 | 0.7164 | 0.7046 | -1.661% | -0.0118
2023-04-04 07:41 | 0.7234 | 0.7111 | -1.715% | -0.0123
2023-04-04 07:42 | 0.7366 | 0.7241 | -1.712% | -0.0125
2023-04-04 07:43 | 0.7332 | 0.7208 | -1.706% | -0.0124
2023-04-04 07:44 | 0.716 | 0.7042 | -1.662% | -0.0118
2023-04-04 07:45 | 0.7047 | 0.6931 | -1.66% | -0.0116
2023-04-04 07:46 | 0.6937 | 0.6828 | -1.584% | -0.0109
2023-04-04 07:47 | 0.685 | 0.6746 | -1.53% | -0.0104
2023-04-04 07:48 | 0.6838 | 0.6736 | -1.503% | -0.0102
2023-04-04 07:49 | 0.6928 | 0.6822 | -1.542% | -0.0106
2023-04-04 07:50 | 0.7042 | 0.6933 | -1.56% | -0.0109
2023-04-04 07:51 | 0.7039 | 0.6929 | -1.575% | -0.011
2023-04-04 07:52 | 0.7036 | 0.6927 | -1.561% | -0.0109
2023-04-04 07:53 | 0.7042 | 0.6931 | -1.589% | -0.0111
2023-04-04 07:54 | 0.7039 | 0.693 | -1.561% | -0.0109
2023-04-04 07:55 | 0.7043 | 0.6932 | -1.589% | -0.0111
2023-04-04 07:56 | 0.7048 | 0.6935 | -1.616% | -0.0113
2023-04-04 07:57 | 0.7068 | 0.6955 | -1.612% | -0.0113
2023-04-04 07:58 | 0.717 | 0.7054 | -1.631% | -0.0116
2023-04-04 07:59 | 0.7228 | 0.7113 | -1.604% | -0.0115
2023-04-04 08:00 | 0.7162 | 0.705 | -1.576% | -0.0112
2023-04-04 08:01 | 0.6895 | 0.6794 | -1.476% | -0.0101
2023-04-04 08:02 | 0.5955 | 0.5889 | -1.114% | -0.0066
2023-04-04 08:03 | 0.569 | 0.5631 | -1.042% | -0.0059
2023-04-04 08:04 | 0.5691 | 0.5637 | -0.9534% | -0.0054
2023-04-04 08:05 | 0.5443 | 0.5396 | -0.8672% | -0.0047
2023-04-04 08:06 | 0.51 | 0.5065 | -0.6886% | -0.0035
2023-04-04 08:07 | 0.4947 | 0.4916 | -0.6286% | -0.0031
2023-04-04 08:08 | 0.4778 | 0.4753 | -0.5246% | -0.0025
2023-04-04 08:09 | 0.4506 | 0.4489 | -0.378% | -0.0017
2023-04-04 08:10 | 0.4428 | 0.4411 | -0.3847% | -0.0017
2023-04-04 08:11 | 0.4345 | 0.433 | -0.3458% | -0.0015
2023-04-04 08:12 | 0.4314 | 0.4304 | -0.2321% | -0.001
2023-04-04 08:13 | 0.4318 | 0.4307 | -0.2551% | -0.0011
2023-04-04 08:14 | 0.4318 | 0.4306 | -0.2783% | -0.0012
2023-04-04 08:15 | 0.4315 | 0.4304 | -0.2553% | -0.0011
2023-04-04 08:16 | 0.4311 | 0.4302 | -0.209% | -0.0009
2023-04-04 08:17 | 0.4265 | 0.4258 | -0.1643% | -0.0007
2023-04-04 08:18 | 0.4342 | 0.4332 | -0.2306% | -0.001
2023-04-04 08:19 | 0.4546 | 0.4528 | -0.3967% | -0.0018
2023-04-04 08:20 | 0.4514 | 0.4496 | -0.3996% | -0.0018
2023-04-04 08:21 | 0.4671 | 0.4646 | -0.5367% | -0.0025
2023-04-04 08:22 | 0.4982 | 0.4945 | -0.7454% | -0.0037
2023-04-04 08:23 | 0.4978 | 0.4944 | -0.6853% | -0.0034
2023-04-04 08:24 | 0.4945 | 0.4912 | -0.6696% | -0.0033
2023-04-04 08:25 | 0.4937 | 0.4906 | -0.6299% | -0.0031
2023-04-04 08:26 | 0.4936 | 0.4904 | -0.6504% | -0.0032
2023-04-04 08:27 | 0.4938 | 0.4907 | -0.6298% | -0.0031
2023-04-04 08:28 | 0.4952 | 0.4921 | -0.628% | -0.0031
2023-04-04 08:29 | 0.5037 | 0.5004 | -0.6573% | -0.0033
2023-04-04 08:30 | 0.5064 | 0.5029 | -0.6935% | -0.0035
2023-04-04 08:31 | 0.5092 | 0.5055 | -0.7293% | -0.0037
2023-04-04 08:32 | 0.5166 | 0.5124 | -0.8163% | -0.0042
2023-04-04 08:33 | 0.5248 | 0.5204 | -0.8419% | -0.0044
2023-04-04 08:34 | 0.5322 | 0.5277 | -0.8491% | -0.0045
2023-04-04 08:35 | 0.5302 | 0.5254 | -0.9094% | -0.0048
2023-04-04 08:36 | 0.5475 | 0.5421 | -0.9912% | -0.0054
2023-04-04 08:37 | 0.5176 | 0.5133 | -0.8342% | -0.0043
2023-04-04 08:38 | 0.5028 | 0.4993 | -0.6985% | -0.0035
2023-04-04 08:39 | 0.5044 | 0.501 | -0.6763% | -0.0034
2023-04-04 08:40 | 0.5037 | 0.5002 | -0.6973% | -0.0035
2023-04-04 08:41 | 0.5024 | 0.4988 | -0.7191% | -0.0036
2023-04-04 08:42 | 0.5001 | 0.4939 | -1.247% | -0.0062
2023-04-04 08:43 | 0.4922 | 0.4859 | -1.288% | -0.0063
2023-04-04 08:44 | 0.4872 | 0.4809 | -1.302% | -0.0063
2023-04-04 08:45 | 0.4851 | 0.4808 | -0.8904% | -0.0043
2023-04-04 08:46 | 0.4855 | 0.4825 | -0.6198% | -0.003
2023-04-04 08:47 | 0.4874 | 0.4843 | -0.6381% | -0.0031
2023-04-04 08:48 | 0.4848 | 0.4818 | -0.6207% | -0.003
2023-04-04 08:49 | 0.4756 | 0.4731 | -0.527% | -0.0025
2023-04-04 08:50 | 0.4699 | 0.4676 | -0.4907% | -0.0023
2023-04-04 08:51 | 0.4634 | 0.4611 | -0.4976% | -0.0023
2023-04-04 08:52 | 0.4584 | 0.4567 | -0.3715% | -0.0017
2023-04-04 08:53 | 0.4557 | 0.454 | -0.3737% | -0.0017
2023-04-04 08:54 | 0.5003 | 0.4971 | -0.6417% | -0.0032
2023-04-04 08:55 | 0.5017 | 0.4987 | -0.5998% | -0.003
2023-04-04 08:56 | 0.5003 | 0.4974 | -0.5813% | -0.0029
2023-04-04 08:57 | 0.4996 | 0.4966 | -0.6023% | -0.003
2023-04-04 08:58 | 0.4988 | 0.4957 | -0.6234% | -0.0031
2023-04-04 08:59 | 0.4986 | 0.4955 | -0.6237% | -0.0031
2023-04-04 09:00 | 0.4995 | 0.4963 | -0.6427% | -0.0032
2023-04-04 09:01 | 0.5006 | 0.4973 | -0.6614% | -0.0033
2023-04-04 09:02 | 0.5059 | 0.5024 | -0.6942% | -0.0035
2023-04-04 09:03 | 0.5103 | 0.5062 | -0.8067% | -0.0041
2023-04-04 09:04 | 0.5128 | 0.5087 | -0.8027% | -0.0041
2023-04-04 09:05 | 0.5189 | 0.5148 | -0.7933% | -0.0041
2023-04-04 09:06 | 0.5285 | 0.5239 | -0.8742% | -0.0046
2023-04-04 09:07 | 0.5357 | 0.531 | -0.8812% | -0.0047
2023-04-04 09:08 | 0.5239 | 0.5195 | -0.8434% | -0.0044
2023-04-04 09:09 | 0.4941 | 0.4906 | -0.7109% | -0.0035
2023-04-04 09:10 | 0.4939 | 0.4904 | -0.7112% | -0.0035
2023-04-04 09:11 | 0.4958 | 0.4922 | -0.7287% | -0.0036
2023-04-04 09:12 | 0.469 | 0.4666 | -0.513% | -0.0024
2023-04-04 09:13 | 0.4547 | 0.4529 | -0.3967% | -0.0018
2023-04-04 09:14 | 0.4499 | 0.4482 | -0.3786% | -0.0017
2023-04-04 09:15 | 0.4411 | 0.4394 | -0.3861% | -0.0017
2023-04-04 09:16 | 0.4426 | 0.4411 | -0.3395% | -0.0015
2023-04-04 09:17 | 0.4531 | 0.4516 | -0.3316% | -0.0015
2023-04-04 09:18 | 0.4526 | 0.4509 | -0.3763% | -0.0017
2023-04-04 09:19 | 0.4433 | 0.4417 | -0.3616% | -0.0016
2023-04-04 09:20 | 0.4328 | 0.4318 | -0.2313% | -0.001
2023-04-04 09:21 | 0.4255 | 0.4247 | -0.1882% | -0.0008
2023-04-04 09:22 | 0.4478 | 0.4465 | -0.2907% | -0.0013
2023-04-04 09:23 | 0.4621 | 0.4602 | -0.412% | -0.0019
2023-04-04 09:24 | 0.4625 | 0.4601 | -0.5203% | -0.0024
2023-04-04 09:25 | 0.4584 | 0.4564 | -0.4373% | -0.002
2023-04-04 09:26 | 0.4548 | 0.453 | -0.3966% | -0.0018
2023-04-04 09:27 | 0.4528 | 0.4514 | -0.3097% | -0.0014
2023-04-04 09:28 | 0.4516 | 0.4501 | -0.3327% | -0.0015
2023-04-04 09:29 | 0.451 | 0.4493 | -0.3777% | -0.0017
2023-04-04 09:30 | 0.4504 | 0.4487 | -0.3782% | -0.0017
2023-04-04 09:31 | 0.4495 | 0.448 | -0.3343% | -0.0015
2023-04-04 09:32 | 0.4498 | 0.4483 | -0.334% | -0.0015
2023-04-04 09:33 | 0.4507 | 0.449 | -0.3779% | -0.0017
2023-04-04 09:34 | 0.4526 | 0.4505 | -0.4651% | -0.0021
2023-04-04 09:35 | 0.466 | 0.4637 | -0.4948% | -0.0023
2023-04-04 09:36 | 0.5017 | 0.4983 | -0.68% | -0.0034
2023-04-04 09:37 | 0.322 | 0.3233 | 0.4029% | 0.0013
2023-04-04 09:38 | 0.0568 | 0.0563 | -0.8842% | -0.0005
2023-04-04 09:39 | 0.2093 | 0.1992 | -4.945% | -0.0101
2023-04-04 09:40 | 0.892 | 0.8742 | -2.016% | -0.0178
2023-04-04 09:41 | 0.0889 | 0.0862 | -3.084% | -0.0027
2023-04-04 09:42 | 0.0911 | 0.0884 | -3.008% | -0.0027
2023-04-04 09:43 | 0.3555 | 0.3373 | -5.254% | -0.0182
2023-04-04 09:44 | 0.5669 | 0.5611 | -1.028% | -0.0058
2023-04-04 09:45 | 0.5591 | 0.5536 | -0.9886% | -0.0055
2023-04-04 09:46 | 0.5583 | 0.5527 | -1.008% | -0.0056
2023-04-04 09:47 | 0.5572 | 0.5516 | -1.01% | -0.0056
2023-04-04 09:48 | 0.5621 | 0.5564 | -1.019% | -0.0057
2023-04-04 09:49 | 0.5573 | 0.552 | -0.9556% | -0.0053
2023-04-04 09:50 | 0.5502 | 0.5452 | -0.9129% | -0.005
2023-04-04 09:51 | 0.5534 | 0.5483 | -0.9258% | -0.0051
2023-04-04 09:52 | 0.5571 | 0.5519 | -0.9378% | -0.0052
2023-04-04 09:53 | 0.5555 | 0.5503 | -0.9405% | -0.0052
2023-04-04 09:54 | 0.5042 | 0.5008 | -0.6766% | -0.0034
2023-04-04 09:55 | 0.5061 | 0.5025 | -0.7139% | -0.0036
2023-04-04 09:56 | 0.4898 | 0.4867 | -0.6349% | -0.0031
2023-04-04 09:57 | 0.4673 | 0.465 | -0.4934% | -0.0023
2023-04-04 09:58 | 0.462 | 0.4601 | -0.4121% | -0.0019
2023-04-04 09:59 | 0.4555 | 0.4538 | -0.3739% | -0.0017
2023-04-04 10:00 | 0.4508 | 0.4491 | -0.3778% | -0.0017
2023-04-04 10:01 | 0.4494 | 0.4478 | -0.3567% | -0.0016
2023-04-04 10:02 | 0.4491 | 0.4472 | -0.424% | -0.0019
2023-04-04 10:03 | 0.4485 | 0.4467 | -0.4021% | -0.0018
2023-04-04 10:04 | 0.4428 | 0.4418 | -0.2261% | -0.001
2023-04-04 10:05 | 0.4398 | 0.4388 | -0.2276% | -0.001
2023-04-04 10:06 | 0.438 | 0.437 | -0.2286% | -0.001
2023-04-04 10:07 | 0.4373 | 0.4364 | -0.206% | -0.0009
2023-04-04 10:08 | 0.4368 | 0.436 | -0.1833% | -0.0008
2023-04-04 10:09 | 0.4367 | 0.4357 | -0.2293% | -0.001
2023-04-04 10:10 | 0.4374 | 0.4364 | -0.2289% | -0.001
2023-04-04 10:11 | 0.4384 | 0.4374 | -0.2284% | -0.001
2023-04-04 10:12 | 0.4449 | 0.4434 | -0.3377% | -0.0015
2023-04-04 10:13 | 0.4408 | 0.4394 | -0.3181% | -0.0014
2023-04-04 10:14 | 0.4332 | 0.4319 | -0.3005% | -0.0013
2023-04-04 10:15 | 0.4398 | 0.4382 | -0.3645% | -0.0016
2023-04-04 10:16 | 0.4455 | 0.4438 | -0.3823% | -0.0017
2023-04-04 10:17 | 0.4508 | 0.449 | -0.4001% | -0.0018
2023-04-04 10:18 | 0.3443 | 0.3434 | -0.2617% | -0.0009
2023-04-04 10:19 | 0.0101 | 0.0131 | 25.86% | 0.003
2023-04-04 10:20 | 0.009 | 0.0122 | 30.19% | 0.0032
2023-04-04 10:21 | 0.0068 | 0.01 | 38.1% | 0.0032
2023-04-04 10:22 | 0.0068 | 0.0101 | 39.05% | 0.0033
2023-04-04 10:23 | 0.0067 | 0.01 | 39.52% | 0.0033
2023-04-04 10:24 | 0.0193 | 0.0228 | 16.63% | 0.0035
2023-04-04 10:25 | 0.0233 | 0.027 | 14.71% | 0.0037
2023-04-04 10:26 | 0.0233 | 0.0268 | 13.97% | 0.0035
2023-04-04 10:27 | 0.0233 | 0.0268 | 13.97% | 0.0035
2023-04-04 10:28 | 0.0232 | 0.0269 | 14.77% | 0.0037
2023-04-04 10:29 | 0.0232 | 0.0269 | 14.77% | 0.0037
2023-04-04 10:30 | 0.0231 | 0.0269 | 15.2% | 0.0038
2023-04-04 10:31 | 0.023 | 0.027 | 16% | 0.004
2023-04-04 10:32 | 0.0229 | 0.027 | 16.43% | 0.0041
2023-04-04 10:33 | 0.0229 | 0.0269 | 16.06% | 0.004
2023-04-04 10:34 | 0.0229 | 0.0269 | 16.06% | 0.004
2023-04-04 10:35 | 0.023 | 0.027 | 16% | 0.004
2023-04-04 10:36 | 0.0228 | 0.027 | 16.87% | 0.0042
2023-04-04 10:37 | 0.023 | 0.027 | 16% | 0.004
2023-04-04 10:38 | 0.0229 | 0.0273 | 17.53% | 0.0044
2023-04-04 10:39 | 0.0231 | 0.0271 | 15.94% | 0.004
2023-04-04 10:40 | 0.023 | 0.0272 | 16.73% | 0.0042
2023-04-04 10:41 | 0.0231 | 0.027 | 15.57% | 0.0039
2023-04-04 10:42 | 0.0229 | 0.0271 | 16.8% | 0.0042
2023-04-04 10:43 | 0.0232 | 0.027 | 15.14% | 0.0038
2023-04-04 10:44 | 0.0228 | 0.0271 | 17.23% | 0.0043
2023-04-04 10:45 | 0.0229 | 0.0271 | 16.8% | 0.0042
2023-04-04 10:46 | 0.023 | 0.027 | 16% | 0.004
2023-04-04 10:47 | 0.023 | 0.0271 | 16.37% | 0.0041
2023-04-04 10:48 | 0.0231 | 0.0272 | 16.3% | 0.0041
2023-04-04 10:49 | 0.0231 | 0.027 | 15.57% | 0.0039
2023-04-04 10:50 | 0.0232 | 0.0269 | 14.77% | 0.0037
2023-04-04 10:51 | 0.0232 | 0.0268 | 14.4% | 0.0036
2023-04-04 10:52 | 0.0233 | 0.0267 | 13.6% | 0.0034
2023-04-04 10:53 | 0.0232 | 0.0271 | 15.51% | 0.0039
2023-04-04 10:54 | 0.0234 | 0.0269 | 13.92% | 0.0035
2023-04-04 10:55 | 0.0233 | 0.0269 | 14.34% | 0.0036
2023-04-04 10:56 | 0.0234 | 0.027 | 14.29% | 0.0036
2023-04-04 10:57 | 0.023 | 0.0268 | 15.26% | 0.0038
2023-04-04 10:58 | 0.0234 | 0.027 | 14.29% | 0.0036
2023-04-04 10:59 | 0.0233 | 0.0271 | 15.08% | 0.0038
2023-04-04 11:00 | 0.0232 | 0.0269 | 14.77% | 0.0037
2023-04-04 11:01 | 0.0235 | 0.0272 | 14.6% | 0.0037
2023-04-04 11:02 | 0.0232 | 0.0271 | 15.51% | 0.0039
2023-04-04 11:03 | 0.0232 | 0.0271 | 15.51% | 0.0039
2023-04-04 11:04 | 0.023 | 0.027 | 16% | 0.004
2023-04-04 11:05 | 0.0232 | 0.0272 | 15.87% | 0.004
2023-04-04 11:06 | 0.0231 | 0.0271 | 15.94% | 0.004
2023-04-04 11:07 | 0.0232 | 0.0271 | 15.51% | 0.0039
2023-04-04 11:08 | 0.023 | 0.0271 | 16.37% | 0.0041
2023-04-04 11:09 | 0.0232 | 0.0272 | 15.87% | 0.004
2023-04-04 11:10 | 0.0231 | 0.027 | 15.57% | 0.0039
2023-04-04 11:11 | 0.0231 | 0.0271 | 15.94% | 0.004
2023-04-04 11:12 | 0.0229 | 0.0271 | 16.8% | 0.0042
2023-04-04 11:13 | 0.0233 | 0.0271 | 15.08% | 0.0038
2023-04-04 11:14 | 0.0233 | 0.0272 | 15.45% | 0.0039
2023-04-04 11:15 | 0.0233 | 0.0273 | 15.81% | 0.004
2023-04-04 11:16 | 0.0235 | 0.0273 | 14.96% | 0.0038
2023-04-04 11:17 | 0.0235 | 0.0271 | 14.23% | 0.0036
2023-04-04 11:18 | 0.0232 | 0.0266 | 13.65% | 0.0034
2023-04-04 11:19 | 0.0235 | 0.0269 | 13.49% | 0.0034
2023-04-04 11:20 | 0.0233 | 0.0266 | 13.23% | 0.0033
2023-04-04 11:21 | 0.0233 | 0.0265 | 12.85% | 0.0032
2023-04-04 11:22 | 0.0232 | 0.0265 | 13.28% | 0.0033
2023-04-04 11:23 | 0.0231 | 0.0264 | 13.33% | 0.0033
2023-04-04 11:24 | 0.023 | 0.0262 | 13.01% | 0.0032
2023-04-04 11:25 | 0.0231 | 0.0264 | 13.33% | 0.0033
2023-04-04 11:26 | 0.0231 | 0.0268 | 14.83% | 0.0037
2023-04-04 11:27 | 0.0232 | 0.027 | 15.14% | 0.0038
2023-04-04 11:28 | 0.0233 | 0.0269 | 14.34% | 0.0036
2023-04-04 11:29 | 0.0234 | 0.0271 | 14.65% | 0.0037
2023-04-04 11:30 | 0.0235 | 0.027 | 13.86% | 0.0035
2023-04-04 11:31 | 0.0234 | 0.0271 | 14.65% | 0.0037
2023-04-04 11:32 | 0.0234 | 0.0271 | 14.65% | 0.0037
2023-04-04 11:33 | 0.0234 | 0.0271 | 14.65% | 0.0037
2023-04-04 11:34 | 0.0232 | 0.027 | 15.14% | 0.0038
2023-04-04 11:35 | 0.0234 | 0.027 | 14.29% | 0.0036
2023-04-04 11:36 | 0.0236 | 0.0271 | 13.81% | 0.0035
2023-04-04 11:37 | 0.0236 | 0.0272 | 14.17% | 0.0036
2023-04-04 11:38 | 0.0236 | 0.0271 | 13.81% | 0.0035
2023-04-04 11:39 | 0.0232 | 0.0272 | 15.87% | 0.004
2023-04-04 11:40 | 0.0234 | 0.0271 | 14.65% | 0.0037
2023-04-04 11:41 | 0.0233 | 0.0274 | 16.17% | 0.0041
2023-04-04 11:42 | 0.0233 | 0.027 | 14.71% | 0.0037
2023-04-04 11:43 | 0.0233 | 0.0271 | 15.08% | 0.0038
2023-04-04 11:44 | 0.0235 | 0.0271 | 14.23% | 0.0036
2023-04-04 11:45 | 0.0235 | 0.0273 | 14.96% | 0.0038
2023-04-04 11:46 | 0.0234 | 0.0271 | 14.65% | 0.0037
2023-04-04 11:47 | 0.0234 | 0.0272 | 15.02% | 0.0038
2023-04-04 11:48 | 0.0234 | 0.0274 | 15.75% | 0.004
2023-04-04 11:49 | 0.0234 | 0.0271 | 14.65% | 0.0037
2023-04-04 11:50 | 0.0232 | 0.0273 | 16.24% | 0.0041
2023-04-04 11:51 | 0.0233 | 0.0274 | 16.17% | 0.0041
2023-04-04 11:52 | 0.0234 | 0.0273 | 15.38% | 0.0039
2023-04-04 11:53 | 0.0233 | 0.0272 | 15.45% | 0.0039
2023-04-04 11:54 | 0.0234 | 0.0272 | 15.02% | 0.0038
2023-04-04 11:55 | 0.0234 | 0.0273 | 15.38% | 0.0039
2023-04-04 11:56 | 0.0235 | 0.0273 | 14.96% | 0.0038
2023-04-04 11:57 | 0.0234 | 0.0273 | 15.38% | 0.0039
2023-04-04 11:58 | 0.0236 | 0.0274 | 14.9% | 0.0038
2023-04-04 11:59 | 0.0235 | 0.0274 | 15.32% | 0.0039
2023-04-04 12:00 | 0.0234 | 0.0273 | 15.38% | 0.0039
2023-04-04 12:01 | 0.0234 | 0.0274 | 15.75% | 0.004
2023-04-04 12:02 | 0.0233 | 0.0273 | 15.81% | 0.004
2023-04-04 12:03 | 0.0233 | 0.0273 | 15.81% | 0.004
2023-04-04 12:04 | 0.0233 | 0.0271 | 15.08% | 0.0038
2023-04-04 12:05 | 0.023 | 0.0273 | 17.1% | 0.0043
2023-04-04 12:06 | 0.0233 | 0.0272 | 15.45% | 0.0039
2023-04-04 12:07 | 0.0233 | 0.0273 | 15.81% | 0.004
2023-04-04 12:08 | 0.0233 | 0.0274 | 16.17% | 0.0041
2023-04-04 12:09 | 0.0233 | 0.0272 | 15.45% | 0.0039
2023-04-04 12:10 | 0.0233 | 0.0273 | 15.81% | 0.004
2023-04-04 12:11 | 0.0232 | 0.0272 | 15.87% | 0.004
2023-04-04 12:12 | 0.0232 | 0.0274 | 16.6% | 0.0042
2023-04-04 12:13 | 0.0233 | 0.0272 | 15.45% | 0.0039
2023-04-04 12:14 | 0.0232 | 0.0273 | 16.24% | 0.0041
2023-04-04 12:15 | 0.0234 | 0.0272 | 15.02% | 0.0038
2023-04-04 12:16 | 0.0235 | 0.0271 | 14.23% | 0.0036
2023-04-04 12:17 | 0.0235 | 0.0273 | 14.96% | 0.0038
2023-04-04 12:18 | 0.0234 | 0.0272 | 15.02% | 0.0038
2023-04-04 12:19 | 0.0236 | 0.0271 | 13.81% | 0.0035
2023-04-04 12:20 | 0.0234 | 0.0273 | 15.38% | 0.0039
2023-04-04 12:21 | 0.0235 | 0.0271 | 14.23% | 0.0036
2023-04-04 12:22 | 0.0236 | 0.0273 | 14.54% | 0.0037
2023-04-04 12:23 | 0.0235 | 0.0273 | 14.96% | 0.0038
2023-04-04 12:24 | 0.0235 | 0.0273 | 14.96% | 0.0038
2023-04-04 12:25 | 0.0236 | 0.0271 | 13.81% | 0.0035
2023-04-04 12:26 | 0.0236 | 0.0271 | 13.81% | 0.0035
2023-04-04 12:27 | 0.0236 | 0.0271 | 13.81% | 0.0035
2023-04-04 12:28 | 0.0235 | 0.0271 | 14.23% | 0.0036
2023-04-04 12:29 | 0.0235 | 0.0272 | 14.6% | 0.0037
2023-04-04 12:30 | 0.0235 | 0.027 | 13.86% | 0.0035
2023-04-04 12:31 | 0.0237 | 0.0271 | 13.39% | 0.0034
2023-04-04 12:32 | 0.0237 | 0.0275 | 14.84% | 0.0038
2023-04-04 12:33 | 0.0236 | 0.0272 | 14.17% | 0.0036
2023-04-04 12:34 | 0.0237 | 0.0271 | 13.39% | 0.0034
2023-04-04 12:35 | 0.0237 | 0.0273 | 14.12% | 0.0036
2023-04-04 12:36 | 0.0235 | 0.0274 | 15.32% | 0.0039
2023-04-04 12:37 | 0.0236 | 0.0273 | 14.54% | 0.0037
2023-04-04 12:38 | 0.0235 | 0.0273 | 14.96% | 0.0038
2023-04-04 12:39 | 0.0234 | 0.0272 | 15.02% | 0.0038
2023-04-04 12:40 | 0.0235 | 0.0273 | 14.96% | 0.0038
2023-04-04 12:41 | 0.0236 | 0.0273 | 14.54% | 0.0037
2023-04-04 12:42 | 0.0235 | 0.0273 | 14.96% | 0.0038
2023-04-04 12:43 | 0.0235 | 0.0273 | 14.96% | 0.0038
2023-04-04 12:44 | 0.0233 | 0.0273 | 15.81% | 0.004
2023-04-04 12:45 | 0.0235 | 0.0273 | 14.96% | 0.0038
2023-04-04 12:46 | 0.0235 | 0.0273 | 14.96% | 0.0038
2023-04-04 12:47 | 0.0235 | 0.0273 | 14.96% | 0.0038
2023-04-04 12:48 | 0.0235 | 0.0275 | 15.69% | 0.004
2023-04-04 12:49 | 0.0235 | 0.0274 | 15.32% | 0.0039
2023-04-04 12:50 | 0.0233 | 0.0272 | 15.45% | 0.0039
2023-04-04 12:51 | 0.0233 | 0.0272 | 15.45% | 0.0039
2023-04-04 12:52 | 0.0233 | 0.0272 | 15.45% | 0.0039
2023-04-04 12:53 | 0.0233 | 0.0271 | 15.08% | 0.0038
2023-04-04 12:54 | 0.0234 | 0.027 | 14.29% | 0.0036
2023-04-04 12:55 | 0.0233 | 0.0271 | 15.08% | 0.0038
2023-04-04 12:56 | 0.0235 | 0.0271 | 14.23% | 0.0036
2023-04-04 12:57 | 0.0233 | 0.0273 | 15.81% | 0.004
2023-04-04 12:58 | 0.0235 | 0.027 | 13.86% | 0.0035
2023-04-04 12:59 | 0.0235 | 0.0271 | 14.23% | 0.0036
2023-04-04 13:00 | 0.0234 | 0.0271 | 14.65% | 0.0037
2023-04-04 13:01 | 0.0233 | 0.027 | 14.71% | 0.0037
2023-04-04 13:02 | 0.0233 | 0.0271 | 15.08% | 0.0038
2023-04-04 13:03 | 0.0234 | 0.0271 | 14.65% | 0.0037
2023-04-04 13:04 | 0.0233 | 0.0271 | 15.08% | 0.0038
2023-04-04 13:05 | 0.0234 | 0.0271 | 14.65% | 0.0037
2023-04-04 13:06 | 0.0232 | 0.027 | 15.14% | 0.0038
2023-04-04 13:07 | 0.023 | 0.0272 | 16.73% | 0.0042
2023-04-04 13:08 | 0.023 | 0.0272 | 16.73% | 0.0042
2023-04-04 13:09 | 0.023 | 0.0274 | 17.46% | 0.0044
2023-04-04 13:10 | 0.0229 | 0.0273 | 17.53% | 0.0044
2023-04-04 13:11 | 0.023 | 0.0274 | 17.46% | 0.0044
2023-04-04 13:12 | 0.0228 | 0.0273 | 17.96% | 0.0045
2023-04-04 13:13 | 0.023 | 0.0272 | 16.73% | 0.0042
2023-04-04 13:14 | 0.0231 | 0.0272 | 16.3% | 0.0041
2023-04-04 13:15 | 0.0232 | 0.0273 | 16.24% | 0.0041
2023-04-04 13:16 | 0.0232 | 0.0272 | 15.87% | 0.004
2023-04-04 13:17 | 0.0233 | 0.0272 | 15.45% | 0.0039
2023-04-04 13:18 | 0.0232 | 0.0271 | 15.51% | 0.0039
2023-04-04 13:19 | 0.0231 | 0.0271 | 15.94% | 0.004
2023-04-04 13:20 | 0.0232 | 0.0273 | 16.24% | 0.0041
2023-04-04 13:21 | 0.0232 | 0.0271 | 15.51% | 0.0039
2023-04-04 13:22 | 0.0232 | 0.0272 | 15.87% | 0.004
2023-04-04 13:23 | 0.0233 | 0.0272 | 15.45% | 0.0039
2023-04-04 13:24 | 0.0234 | 0.0271 | 14.65% | 0.0037
2023-04-04 13:25 | 0.0233 | 0.0269 | 14.34% | 0.0036
2023-04-04 13:26 | 0.0234 | 0.0271 | 14.65% | 0.0037
2023-04-04 13:27 | 0.0235 | 0.0271 | 14.23% | 0.0036
2023-04-04 13:28 | 0.0234 | 0.0269 | 13.92% | 0.0035
2023-04-04 13:29 | 0.0234 | 0.0271 | 14.65% | 0.0037
2023-04-04 13:30 | 0.0235 | 0.027 | 13.86% | 0.0035
2023-04-04 13:31 | 0.0234 | 0.0269 | 13.92% | 0.0035
2023-04-04 13:32 | 0.0233 | 0.0269 | 14.34% | 0.0036
2023-04-04 13:33 | 0.0233 | 0.027 | 14.71% | 0.0037
2023-04-04 13:34 | 0.0234 | 0.0271 | 14.65% | 0.0037
2023-04-04 13:35 | 0.0236 | 0.027 | 13.44% | 0.0034
2023-04-04 13:36 | 0.0235 | 0.0273 | 14.96% | 0.0038
2023-04-04 13:37 | 0.0234 | 0.0271 | 14.65% | 0.0037
2023-04-04 13:38 | 0.0234 | 0.0272 | 15.02% | 0.0038
2023-04-04 13:39 | 0.0235 | 0.0273 | 14.96% | 0.0038
2023-04-04 13:40 | 0.0234 | 0.0273 | 15.38% | 0.0039
2023-04-04 13:41 | 0.0234 | 0.0271 | 14.65% | 0.0037
2023-04-04 13:42 | 0.0233 | 0.0271 | 15.08% | 0.0038
2023-04-04 13:43 | 0.0232 | 0.0273 | 16.24% | 0.0041
2023-04-04 13:44 | 0.0233 | 0.0271 | 15.08% | 0.0038
2023-04-04 13:45 | 0.0232 | 0.0271 | 15.51% | 0.0039
2023-04-04 13:46 | 0.0231 | 0.0269 | 15.2% | 0.0038
2023-04-04 13:47 | 0.0234 | 0.0272 | 15.02% | 0.0038
2023-04-04 13:48 | 0.0234 | 0.0271 | 14.65% | 0.0037
2023-04-04 13:49 | 0.0232 | 0.0272 | 15.87% | 0.004
2023-04-04 13:50 | 0.0233 | 0.0273 | 15.81% | 0.004
2023-04-04 13:51 | 0.0233 | 0.0271 | 15.08% | 0.0038
2023-04-04 13:52 | 0.0232 | 0.0272 | 15.87% | 0.004
2023-04-04 13:53 | 0.0233 | 0.027 | 14.71% | 0.0037
2023-04-04 13:54 | 0.0232 | 0.0272 | 15.87% | 0.004
2023-04-04 13:55 | 0.0232 | 0.0271 | 15.51% | 0.0039
2023-04-04 13:56 | 0.0233 | 0.027 | 14.71% | 0.0037
2023-04-04 13:57 | 0.0233 | 0.0269 | 14.34% | 0.0036
2023-04-04 13:58 | 0.0235 | 0.0272 | 14.6% | 0.0037
2023-04-04 13:59 | 0.0232 | 0.027 | 15.14% | 0.0038
2023-04-04 14:00 | 0.0233 | 0.0267 | 13.6% | 0.0034
2023-04-04 14:01 | 0.0231 | 0.0269 | 15.2% | 0.0038
2023-04-04 14:02 | 0.0233 | 0.0271 | 15.08% | 0.0038
2023-04-04 14:03 | 0.0233 | 0.0269 | 14.34% | 0.0036
2023-04-04 14:04 | 0.0233 | 0.0269 | 14.34% | 0.0036
2023-04-04 14:05 | 0.0232 | 0.0269 | 14.77% | 0.0037
2023-04-04 14:06 | 0.0232 | 0.0269 | 14.77% | 0.0037
2023-04-04 14:07 | 0.023 | 0.0269 | 15.63% | 0.0039
2023-04-04 14:08 | 0.023 | 0.027 | 16% | 0.004
2023-04-04 14:09 | 0.023 | 0.027 | 16% | 0.004
2023-04-04 14:10 | 0.0228 | 0.0271 | 17.23% | 0.0043
2023-04-04 14:11 | 0.0232 | 0.0273 | 16.24% | 0.0041
2023-04-04 14:12 | 0.0232 | 0.0271 | 15.51% | 0.0039
2023-04-04 14:13 | 0.0233 | 0.0271 | 15.08% | 0.0038
2023-04-04 14:14 | 0.0234 | 0.0274 | 15.75% | 0.004
2023-04-04 14:15 | 0.0233 | 0.0272 | 15.45% | 0.0039
2023-04-04 14:16 | 0.0232 | 0.0273 | 16.24% | 0.0041
2023-04-04 14:17 | 0.0236 | 0.0272 | 14.17% | 0.0036
2023-04-04 14:18 | 0.0235 | 0.0273 | 14.96% | 0.0038
2023-04-04 14:19 | 0.0234 | 0.0272 | 15.02% | 0.0038
2023-04-04 14:20 | 0.0236 | 0.0272 | 14.17% | 0.0036
2023-04-04 14:21 | 0.0234 | 0.027 | 14.29% | 0.0036
2023-04-04 14:22 | 0.0235 | 0.027 | 13.86% | 0.0035
2023-04-04 14:23 | 0.0235 | 0.0271 | 14.23% | 0.0036
2023-04-04 14:24 | 0.0234 | 0.0272 | 15.02% | 0.0038
2023-04-04 14:25 | 0.0234 | 0.0274 | 15.75% | 0.004
2023-04-04 14:26 | 0.0234 | 0.0274 | 15.75% | 0.004
2023-04-04 14:27 | 0.0233 | 0.0274 | 16.17% | 0.0041
2023-04-04 14:28 | 0.0235 | 0.0273 | 14.96% | 0.0038
2023-04-04 14:29 | 0.0236 | 0.0271 | 13.81% | 0.0035
2023-04-04 14:30 | 0.0234 | 0.0271 | 14.65% | 0.0037
2023-04-04 14:31 | 0.0235 | 0.0273 | 14.96% | 0.0038
2023-04-04 14:32 | 0.0233 | 0.0274 | 16.17% | 0.0041
2023-04-04 14:33 | 0.0234 | 0.0273 | 15.38% | 0.0039
2023-04-04 14:34 | 0.0233 | 0.0273 | 15.81% | 0.004
2023-04-04 14:35 | 0.0234 | 0.0273 | 15.38% | 0.0039
2023-04-04 14:36 | 0.0234 | 0.0273 | 15.38% | 0.0039
2023-04-04 14:37 | 0.0235 | 0.0272 | 14.6% | 0.0037
2023-04-04 14:38 | 0.0233 | 0.0272 | 15.45% | 0.0039
2023-04-04 14:39 | 0.0232 | 0.0273 | 16.24% | 0.0041
2023-04-04 14:40 | 0.0232 | 0.0272 | 15.87% | 0.004
2023-04-04 14:41 | 0.0233 | 0.0271 | 15.08% | 0.0038
2023-04-04 14:42 | 0.0234 | 0.0272 | 15.02% | 0.0038
2023-04-04 14:43 | 0.0233 | 0.0273 | 15.81% | 0.004
2023-04-04 14:44 | 0.0233 | 0.0271 | 15.08% | 0.0038
2023-04-04 14:45 | 0.0233 | 0.0271 | 15.08% | 0.0038
2023-04-04 14:46 | 0.0232 | 0.0271 | 15.51% | 0.0039
2023-04-04 14:47 | 0.0233 | 0.0272 | 15.45% | 0.0039
2023-04-04 14:48 | 0.0233 | 0.0271 | 15.08% | 0.0038
2023-04-04 14:49 | 0.0234 | 0.0271 | 14.65% | 0.0037
2023-04-04 14:50 | 0.0232 | 0.0272 | 15.87% | 0.004
2023-04-04 14:51 | 0.0234 | 0.0273 | 15.38% | 0.0039
2023-04-04 14:52 | 0.0233 | 0.0272 | 15.45% | 0.0039
2023-04-04 14:53 | 0.0234 | 0.0272 | 15.02% | 0.0038
2023-04-04 14:54 | 0.0234 | 0.0273 | 15.38% | 0.0039
2023-04-04 14:55 | 0.0232 | 0.0272 | 15.87% | 0.004
2023-04-04 14:56 | 0.0233 | 0.0274 | 16.17% | 0.0041
2023-04-04 14:57 | 0.0234 | 0.0273 | 15.38% | 0.0039
2023-04-04 14:58 | 0.0233 | 0.0273 | 15.81% | 0.004
2023-04-04 14:59 | 0.0235 | 0.0273 | 14.96% | 0.0038
2023-04-04 15:00 | 0.0235 | 0.0272 | 14.6% | 0.0037
2023-04-04 15:01 | 0.0236 | 0.0274 | 14.9% | 0.0038
2023-04-04 15:02 | 0.0235 | 0.0272 | 14.6% | 0.0037
2023-04-04 15:03 | 0.0235 | 0.027 | 13.86% | 0.0035
2023-04-04 15:04 | 0.0234 | 0.027 | 14.29% | 0.0036
2023-04-04 15:05 | 0.0234 | 0.027 | 14.29% | 0.0036
2023-04-04 15:06 | 0.023 | 0.027 | 16% | 0.004
2023-04-04 15:07 | 0.0232 | 0.0271 | 15.51% | 0.0039
2023-04-04 15:08 | 0.0233 | 0.0273 | 15.81% | 0.004
2023-04-04 15:09 | 0.0231 | 0.0271 | 15.94% | 0.004
2023-04-04 15:10 | 0.023 | 0.0271 | 16.37% | 0.0041
2023-04-04 15:11 | 0.0232 | 0.0269 | 14.77% | 0.0037
2023-04-04 15:12 | 0.023 | 0.0271 | 16.37% | 0.0041
2023-04-04 15:13 | 0.023 | 0.027 | 16% | 0.004
2023-04-04 15:14 | 0.0229 | 0.0269 | 16.06% | 0.004
2023-04-04 15:15 | 0.0231 | 0.0273 | 16.67% | 0.0042
2023-04-04 15:16 | 0.0231 | 0.027 | 15.57% | 0.0039
2023-04-04 15:17 | 0.0233 | 0.0269 | 14.34% | 0.0036
2023-04-04 15:18 | 0.0233 | 0.027 | 14.71% | 0.0037
2023-04-04 15:19 | 0.0232 | 0.0269 | 14.77% | 0.0037
2023-04-04 15:20 | 0.0232 | 0.0271 | 15.51% | 0.0039
2023-04-04 15:21 | 0.0232 | 0.0271 | 15.51% | 0.0039
2023-04-04 15:22 | 0.0233 | 0.027 | 14.71% | 0.0037
2023-04-04 15:23 | 0.0233 | 0.0268 | 13.97% | 0.0035
2023-04-04 15:24 | 0.0232 | 0.0269 | 14.77% | 0.0037
2023-04-04 15:25 | 0.0232 | 0.0269 | 14.77% | 0.0037
2023-04-04 15:26 | 0.023 | 0.0269 | 15.63% | 0.0039
2023-04-04 15:27 | 0.0231 | 0.0269 | 15.2% | 0.0038
2023-04-04 15:28 | 0.0231 | 0.0268 | 14.83% | 0.0037
2023-04-04 15:29 | 0.023 | 0.0266 | 14.52% | 0.0036
2023-04-04 15:30 | 0.0232 | 0.0269 | 14.77% | 0.0037
2023-04-04 15:31 | 0.0231 | 0.0269 | 15.2% | 0.0038
2023-04-04 15:32 | 0.0232 | 0.027 | 15.14% | 0.0038
2023-04-04 15:33 | 0.0233 | 0.027 | 14.71% | 0.0037
2023-04-04 15:34 | 0.0232 | 0.0268 | 14.4% | 0.0036
2023-04-04 15:35 | 0.0232 | 0.027 | 15.14% | 0.0038
2023-04-04 15:36 | 0.0232 | 0.027 | 15.14% | 0.0038
2023-04-04 15:37 | 0.0234 | 0.0268 | 13.55% | 0.0034
2023-04-04 15:38 | 0.0233 | 0.0271 | 15.08% | 0.0038
2023-04-04 15:39 | 0.0232 | 0.0268 | 14.4% | 0.0036
2023-04-04 15:40 | 0.0232 | 0.0269 | 14.77% | 0.0037
2023-04-04 15:41 | 0.023 | 0.027 | 16% | 0.004
2023-04-04 15:42 | 0.0228 | 0.0271 | 17.23% | 0.0043
2023-04-04 15:43 | 0.0231 | 0.027 | 15.57% | 0.0039
2023-04-04 15:44 | 0.0229 | 0.0271 | 16.8% | 0.0042
2023-04-04 15:45 | 0.0228 | 0.0269 | 16.5% | 0.0041
2023-04-04 15:46 | 0.0231 | 0.0271 | 15.94% | 0.004
2023-04-04 15:47 | 0.0229 | 0.0271 | 16.8% | 0.0042
2023-04-04 15:48 | 0.0229 | 0.0269 | 16.06% | 0.004
2023-04-04 15:49 | 0.0229 | 0.0269 | 16.06% | 0.004
2023-04-04 15:50 | 0.0229 | 0.027 | 16.43% | 0.0041
2023-04-04 15:51 | 0.0229 | 0.027 | 16.43% | 0.0041
2023-04-04 15:52 | 0.0229 | 0.027 | 16.43% | 0.0041
2023-04-04 15:53 | 0.0228 | 0.0269 | 16.5% | 0.0041
2023-04-04 15:54 | 0.0228 | 0.0273 | 17.96% | 0.0045
2023-04-04 15:55 | 0.0227 | 0.027 | 17.3% | 0.0043
2023-04-04 15:56 | 0.0229 | 0.0271 | 16.8% | 0.0042
2023-04-04 15:57 | 0.023 | 0.027 | 16% | 0.004
2023-04-04 15:58 | 0.0232 | 0.0271 | 15.51% | 0.0039
2023-04-04 15:59 | 0.0229 | 0.0268 | 15.69% | 0.0039
2023-04-04 16:00 | 0.0232 | 0.0269 | 14.77% | 0.0037
2023-04-04 16:01 | 0.0231 | 0.0269 | 15.2% | 0.0038
2023-04-04 16:02 | 0.023 | 0.0268 | 15.26% | 0.0038
2023-04-04 16:03 | 0.0231 | 0.027 | 15.57% | 0.0039
2023-04-04 16:04 | 0.0234 | 0.027 | 14.29% | 0.0036
2023-04-04 16:05 | 0.0232 | 0.0269 | 14.77% | 0.0037
2023-04-04 16:06 | 0.0229 | 0.027 | 16.43% | 0.0041
2023-04-04 16:07 | 0.0231 | 0.0272 | 16.3% | 0.0041
2023-04-04 16:08 | 0.0231 | 0.0272 | 16.3% | 0.0041
2023-04-04 16:09 | 0.0232 | 0.0271 | 15.51% | 0.0039
2023-04-04 16:10 | 0.023 | 0.0271 | 16.37% | 0.0041
2023-04-04 16:11 | 0.0233 | 0.0272 | 15.45% | 0.0039
2023-04-04 16:12 | 0.0232 | 0.027 | 15.14% | 0.0038
2023-04-04 16:13 | 0.0231 | 0.0271 | 15.94% | 0.004
2023-04-04 16:14 | 0.0232 | 0.0271 | 15.51% | 0.0039
2023-04-04 16:15 | 0.023 | 0.0273 | 17.1% | 0.0043
2023-04-04 16:16 | 0.0231 | 0.0269 | 15.2% | 0.0038
2023-04-04 16:17 | 0.023 | 0.0269 | 15.63% | 0.0039
2023-04-04 16:18 | 0.0233 | 0.0269 | 14.34% | 0.0036
2023-04-04 16:19 | 0.0233 | 0.0271 | 15.08% | 0.0038
2023-04-04 16:20 | 0.0233 | 0.027 | 14.71% | 0.0037
2023-04-04 16:21 | 0.0232 | 0.0269 | 14.77% | 0.0037
2023-04-04 16:22 | 0.023 | 0.0269 | 15.63% | 0.0039
2023-04-04 16:23 | 0.0231 | 0.027 | 15.57% | 0.0039
2023-04-04 16:24 | 0.0233 | 0.0269 | 14.34% | 0.0036
2023-04-04 16:25 | 0.0232 | 0.0269 | 14.77% | 0.0037
2023-04-04 16:26 | 0.0232 | 0.027 | 15.14% | 0.0038
2023-04-04 16:27 | 0.0231 | 0.0268 | 14.83% | 0.0037
2023-04-04 16:28 | 0.0231 | 0.0269 | 15.2% | 0.0038
2023-04-04 16:29 | 0.023 | 0.0268 | 15.26% | 0.0038
2023-04-04 16:30 | 0.023 | 0.0267 | 14.89% | 0.0037
2023-04-04 16:31 | 0.0231 | 0.0269 | 15.2% | 0.0038
2023-04-04 16:32 | 0.0231 | 0.0268 | 14.83% | 0.0037
2023-04-04 16:33 | 0.0233 | 0.0269 | 14.34% | 0.0036
2023-04-04 16:34 | 0.0231 | 0.0269 | 15.2% | 0.0038
2023-04-04 16:35 | 0.0232 | 0.027 | 15.14% | 0.0038
2023-04-04 16:36 | 0.0232 | 0.027 | 15.14% | 0.0038
2023-04-04 16:37 | 0.0233 | 0.0269 | 14.34% | 0.0036
2023-04-04 16:38 | 0.0232 | 0.0269 | 14.77% | 0.0037
2023-04-04 16:39 | 0.0232 | 0.0271 | 15.51% | 0.0039
2023-04-04 16:40 | 0.0231 | 0.0266 | 14.08% | 0.0035
2023-04-04 16:41 | 0.0231 | 0.0267 | 14.46% | 0.0036
2023-04-04 16:42 | 0.0231 | 0.027 | 15.57% | 0.0039
2023-04-04 16:43 | 0.0231 | 0.0269 | 15.2% | 0.0038
2023-04-04 16:44 | 0.0233 | 0.0269 | 14.34% | 0.0036
2023-04-04 16:45 | 0.0233 | 0.0268 | 13.97% | 0.0035
2023-04-04 16:46 | 0.0232 | 0.0271 | 15.51% | 0.0039
2023-04-04 16:47 | 0.0231 | 0.027 | 15.57% | 0.0039
2023-04-04 16:48 | 0.0229 | 0.0268 | 15.69% | 0.0039
2023-04-04 16:49 | 0.023 | 0.027 | 16% | 0.004
2023-04-04 16:50 | 0.023 | 0.0269 | 15.63% | 0.0039
2023-04-04 16:51 | 0.023 | 0.0271 | 16.37% | 0.0041
2023-04-04 16:52 | 0.0232 | 0.027 | 15.14% | 0.0038
2023-04-04 16:53 | 0.0232 | 0.0273 | 16.24% | 0.0041
2023-04-04 16:54 | 0.0231 | 0.0272 | 16.3% | 0.0041
2023-04-04 16:55 | 0.0231 | 0.027 | 15.57% | 0.0039
2023-04-04 16:56 | 0.0231 | 0.0271 | 15.94% | 0.004
2023-04-04 16:57 | 0.0228 | 0.0271 | 17.23% | 0.0043
2023-04-04 16:58 | 0.0229 | 0.0272 | 17.17% | 0.0043
2023-04-04 16:59 | 0.0227 | 0.0271 | 17.67% | 0.0044
2023-04-04 17:00 | 0.0228 | 0.0269 | 16.5% | 0.0041
2023-04-04 17:01 | 0.0229 | 0.0271 | 16.8% | 0.0042
2023-04-04 17:02 | 0.0229 | 0.0271 | 16.8% | 0.0042
2023-04-04 17:03 | 0.0232 | 0.0273 | 16.24% | 0.0041
2023-04-04 17:04 | 0.0231 | 0.027 | 15.57% | 0.0039
2023-04-04 17:05 | 0.0231 | 0.0272 | 16.3% | 0.0041
2023-04-04 17:06 | 0.0227 | 0.0272 | 18.04% | 0.0045
2023-04-04 17:07 | 0.0229 | 0.027 | 16.43% | 0.0041
2023-04-04 17:08 | 0.0229 | 0.0271 | 16.8% | 0.0042
2023-04-04 17:09 | 0.023 | 0.027 | 16% | 0.004
2023-04-04 17:10 | 0.023 | 0.0271 | 16.37% | 0.0041
2023-04-04 17:11 | 0.0229 | 0.0271 | 16.8% | 0.0042
2023-04-04 17:12 | 0.0229 | 0.027 | 16.43% | 0.0041
2023-04-04 17:13 | 0.0228 | 0.0268 | 16.13% | 0.004
2023-04-04 17:14 | 0.0232 | 0.0268 | 14.4% | 0.0036
2023-04-04 17:15 | 0.0231 | 0.0269 | 15.2% | 0.0038
2023-04-04 17:16 | 0.023 | 0.0268 | 15.26% | 0.0038
2023-04-04 17:17 | 0.0232 | 0.0268 | 14.4% | 0.0036
2023-04-04 17:18 | 0.0232 | 0.0267 | 14.03% | 0.0035
2023-04-04 17:19 | 0.023 | 0.0269 | 15.63% | 0.0039
2023-04-04 17:20 | 0.0231 | 0.0269 | 15.2% | 0.0038
2023-04-04 17:21 | 0.023 | 0.0268 | 15.26% | 0.0038
2023-04-04 17:22 | 0.023 | 0.0267 | 14.89% | 0.0037
2023-04-04 17:23 | 0.023 | 0.0268 | 15.26% | 0.0038
2023-04-04 17:24 | 0.0231 | 0.0266 | 14.08% | 0.0035
2023-04-04 17:25 | 0.0228 | 0.0265 | 15.01% | 0.0037
2023-04-04 17:26 | 0.023 | 0.0267 | 14.89% | 0.0037
2023-04-04 17:27 | 0.023 | 0.0269 | 15.63% | 0.0039
2023-04-04 17:28 | 0.0231 | 0.0267 | 14.46% | 0.0036
2023-04-04 17:29 | 0.0229 | 0.0267 | 15.32% | 0.0038
2023-04-04 17:30 | 0.023 | 0.0268 | 15.26% | 0.0038
2023-04-04 17:31 | 0.0229 | 0.0267 | 15.32% | 0.0038
2023-04-04 17:32 | 0.023 | 0.0268 | 15.26% | 0.0038
2023-04-04 17:33 | 0.023 | 0.0268 | 15.26% | 0.0038
2023-04-04 17:34 | 0.0229 | 0.0265 | 14.57% | 0.0036
2023-04-04 17:35 | 0.023 | 0.0266 | 14.52% | 0.0036
2023-04-04 17:36 | 0.0231 | 0.0266 | 14.08% | 0.0035
2023-04-04 17:37 | 0.023 | 0.0267 | 14.89% | 0.0037
2023-04-04 17:38 | 0.0229 | 0.0265 | 14.57% | 0.0036
2023-04-04 17:39 | 0.023 | 0.0264 | 13.77% | 0.0034
2023-04-04 17:40 | 0.023 | 0.0266 | 14.52% | 0.0036
2023-04-04 17:41 | 0.0231 | 0.0268 | 14.83% | 0.0037
2023-04-04 17:42 | 0.023 | 0.0267 | 14.89% | 0.0037
2023-04-04 17:43 | 0.0229 | 0.0264 | 14.2% | 0.0035
2023-04-04 17:44 | 0.023 | 0.0267 | 14.89% | 0.0037
2023-04-04 17:45 | 0.0229 | 0.0266 | 14.95% | 0.0037
2023-04-04 17:46 | 0.0231 | 0.0267 | 14.46% | 0.0036
2023-04-04 17:47 | 0.0232 | 0.0267 | 14.03% | 0.0035
2023-04-04 17:48 | 0.0231 | 0.0266 | 14.08% | 0.0035
2023-04-04 17:49 | 0.023 | 0.0266 | 14.52% | 0.0036
2023-04-04 17:50 | 0.0229 | 0.0266 | 14.95% | 0.0037
2023-04-04 17:51 | 0.0228 | 0.0267 | 15.76% | 0.0039
2023-04-04 17:52 | 0.023 | 0.0267 | 14.89% | 0.0037
2023-04-04 17:53 | 0.0231 | 0.0267 | 14.46% | 0.0036
2023-04-04 17:54 | 0.023 | 0.0268 | 15.26% | 0.0038
2023-04-04 17:55 | 0.0229 | 0.0267 | 15.32% | 0.0038
2023-04-04 17:56 | 0.023 | 0.0266 | 14.52% | 0.0036
2023-04-04 17:57 | 0.0229 | 0.0269 | 16.06% | 0.004
2023-04-04 17:58 | 0.0231 | 0.0271 | 15.94% | 0.004
2023-04-04 17:59 | 0.0231 | 0.0268 | 14.83% | 0.0037
2023-04-04 18:00 | 0.0231 | 0.0268 | 14.83% | 0.0037
2023-04-04 18:01 | 0.0231 | 0.0269 | 15.2% | 0.0038
2023-04-04 18:02 | 0.0231 | 0.027 | 15.57% | 0.0039
2023-04-04 18:03 | 0.0229 | 0.0269 | 16.06% | 0.004
2023-04-04 18:04 | 0.0231 | 0.0269 | 15.2% | 0.0038
2023-04-04 18:05 | 0.0229 | 0.0269 | 16.06% | 0.004
2023-04-04 18:06 | 0.0229 | 0.0269 | 16.06% | 0.004
2023-04-04 18:07 | 0.0226 | 0.0268 | 17% | 0.0042
2023-04-04 18:08 | 0.0227 | 0.0268 | 16.57% | 0.0041
2023-04-04 18:09 | 0.0228 | 0.027 | 16.87% | 0.0042
2023-04-04 18:10 | 0.0228 | 0.0268 | 16.13% | 0.004
2023-04-04 18:11 | 0.0229 | 0.0267 | 15.32% | 0.0038
2023-04-04 18:12 | 0.0229 | 0.0267 | 15.32% | 0.0038
2023-04-04 18:13 | 0.0228 | 0.0268 | 16.13% | 0.004
2023-04-04 18:14 | 0.0227 | 0.0268 | 16.57% | 0.0041
2023-04-04 18:15 | 0.0228 | 0.0268 | 16.13% | 0.004
2023-04-04 18:16 | 0.0229 | 0.0269 | 16.06% | 0.004
2023-04-04 18:17 | 0.0229 | 0.027 | 16.43% | 0.0041
2023-04-04 18:18 | 0.0231 | 0.0269 | 15.2% | 0.0038
2023-04-04 18:19 | 0.0231 | 0.0267 | 14.46% | 0.0036
2023-04-04 18:20 | 0.0231 | 0.0267 | 14.46% | 0.0036
2023-04-04 18:21 | 0.0231 | 0.0267 | 14.46% | 0.0036
2023-04-04 18:22 | 0.0231 | 0.0269 | 15.2% | 0.0038
2023-04-04 18:23 | 0.023 | 0.0268 | 15.26% | 0.0038
2023-04-04 18:24 | 0.023 | 0.0268 | 15.26% | 0.0038
2023-04-04 18:25 | 0.0229 | 0.0268 | 15.69% | 0.0039
2023-04-04 18:26 | 0.0229 | 0.0268 | 15.69% | 0.0039
2023-04-04 18:27 | 0.0229 | 0.0267 | 15.32% | 0.0038
2023-04-04 18:28 | 0.0229 | 0.0268 | 15.69% | 0.0039
2023-04-04 18:29 | 0.0229 | 0.0266 | 14.95% | 0.0037
2023-04-04 18:30 | 0.023 | 0.0266 | 14.52% | 0.0036
2023-04-04 18:31 | 0.0231 | 0.0265 | 13.71% | 0.0034
2023-04-04 18:32 | 0.023 | 0.0266 | 14.52% | 0.0036
2023-04-04 18:33 | 0.0229 | 0.0266 | 14.95% | 0.0037
2023-04-04 18:34 | 0.023 | 0.0265 | 14.14% | 0.0035
2023-04-04 18:35 | 0.023 | 0.0265 | 14.14% | 0.0035
2023-04-04 18:36 | 0.0229 | 0.0267 | 15.32% | 0.0038
2023-04-04 18:37 | 0.0229 | 0.0265 | 14.57% | 0.0036
2023-04-04 18:38 | 0.0227 | 0.0267 | 16.19% | 0.004
2023-04-04 18:39 | 0.023 | 0.0265 | 14.14% | 0.0035
2023-04-04 18:40 | 0.0228 | 0.0266 | 15.38% | 0.0038
2023-04-04 18:41 | 0.0229 | 0.0265 | 14.57% | 0.0036
2023-04-04 18:42 | 0.023 | 0.0263 | 13.39% | 0.0033
2023-04-04 18:43 | 0.0229 | 0.0266 | 14.95% | 0.0037
2023-04-04 18:44 | 0.0228 | 0.0264 | 14.63% | 0.0036
2023-04-04 18:45 | 0.023 | 0.0265 | 14.14% | 0.0035
2023-04-04 18:46 | 0.0229 | 0.0266 | 14.95% | 0.0037
2023-04-04 18:47 | 0.0229 | 0.0267 | 15.32% | 0.0038
2023-04-04 18:48 | 0.0229 | 0.0266 | 14.95% | 0.0037
2023-04-04 18:49 | 0.0229 | 0.0265 | 14.57% | 0.0036
2023-04-04 18:50 | 0.0229 | 0.0266 | 14.95% | 0.0037
2023-04-04 18:51 | 0.0229 | 0.0264 | 14.2% | 0.0035
2023-04-04 18:52 | 0.0229 | 0.0263 | 13.82% | 0.0034
2023-04-04 18:53 | 0.0227 | 0.0264 | 15.07% | 0.0037
2023-04-04 18:54 | 0.0228 | 0.0264 | 14.63% | 0.0036
2023-04-04 18:55 | 0.0226 | 0.0263 | 15.13% | 0.0037
2023-04-04 18:56 | 0.0227 | 0.0264 | 15.07% | 0.0037
2023-04-04 18:57 | 0.0227 | 0.0264 | 15.07% | 0.0037
2023-04-04 18:58 | 0.0227 | 0.0264 | 15.07% | 0.0037
2023-04-04 18:59 | 0.0227 | 0.0262 | 14.31% | 0.0035
2023-04-04 19:00 | 0.0226 | 0.0264 | 15.51% | 0.0038
2023-04-04 19:01 | 0.0228 | 0.0265 | 15.01% | 0.0037
2023-04-04 19:02 | 0.0228 | 0.0263 | 14.26% | 0.0035
2023-04-04 19:03 | 0.0227 | 0.0266 | 15.82% | 0.0039
2023-04-04 19:04 | 0.0228 | 0.0264 | 14.63% | 0.0036
2023-04-04 19:05 | 0.0228 | 0.0266 | 15.38% | 0.0038
2023-04-04 19:06 | 0.0227 | 0.0266 | 15.82% | 0.0039
2023-04-04 19:07 | 0.0226 | 0.0265 | 15.89% | 0.0039
2023-04-04 19:08 | 0.0225 | 0.0264 | 15.95% | 0.0039
2023-04-04 19:09 | 0.0225 | 0.0264 | 15.95% | 0.0039
2023-04-04 19:10 | 0.0227 | 0.0267 | 16.19% | 0.004
2023-04-04 19:11 | 0.0226 | 0.0265 | 15.89% | 0.0039
2023-04-04 19:12 | 0.0226 | 0.0265 | 15.89% | 0.0039
2023-04-04 19:13 | 0.0225 | 0.0263 | 15.57% | 0.0038
2023-04-04 19:14 | 0.0229 | 0.0262 | 13.44% | 0.0033
2023-04-04 19:15 | 0.0228 | 0.0262 | 13.88% | 0.0034
2023-04-04 19:16 | 0.0228 | 0.0264 | 14.63% | 0.0036
2023-04-04 19:17 | 0.0227 | 0.0264 | 15.07% | 0.0037
2023-04-04 19:18 | 0.0229 | 0.0262 | 13.44% | 0.0033
2023-04-04 19:19 | 0.023 | 0.0264 | 13.77% | 0.0034
2023-04-04 19:20 | 0.0229 | 0.0263 | 13.82% | 0.0034
2023-04-04 19:21 | 0.0229 | 0.0264 | 14.2% | 0.0035
2023-04-04 19:22 | 0.023 | 0.0266 | 14.52% | 0.0036
2023-04-04 19:23 | 0.023 | 0.0264 | 13.77% | 0.0034
2023-04-04 19:24 | 0.0229 | 0.0263 | 13.82% | 0.0034
2023-04-04 19:25 | 0.0227 | 0.0263 | 14.69% | 0.0036
2023-04-04 19:26 | 0.0229 | 0.0263 | 13.82% | 0.0034
2023-04-04 19:27 | 0.0228 | 0.0265 | 15.01% | 0.0037
2023-04-04 19:28 | 0.0229 | 0.0263 | 13.82% | 0.0034
2023-04-04 19:29 | 0.0229 | 0.0266 | 14.95% | 0.0037
2023-04-04 19:30 | 0.0227 | 0.0265 | 15.45% | 0.0038
2023-04-04 19:31 | 0.0226 | 0.0264 | 15.51% | 0.0038
2023-04-04 19:32 | 0.0225 | 0.0263 | 15.57% | 0.0038
2023-04-04 19:33 | 0.0227 | 0.0264 | 15.07% | 0.0037
2023-04-04 19:34 | 0.0226 | 0.0264 | 15.51% | 0.0038
2023-04-04 19:35 | 0.0225 | 0.0265 | 16.33% | 0.004
2023-04-04 19:36 | 0.0226 | 0.0264 | 15.51% | 0.0038
2023-04-04 19:37 | 0.0226 | 0.0265 | 15.89% | 0.0039
2023-04-04 19:38 | 0.0225 | 0.0264 | 15.95% | 0.0039
2023-04-04 19:39 | 0.0226 | 0.0264 | 15.51% | 0.0038
2023-04-04 19:40 | 0.0227 | 0.0265 | 15.45% | 0.0038
2023-04-04 19:41 | 0.0226 | 0.0266 | 16.26% | 0.004
2023-04-04 19:42 | 0.0226 | 0.0265 | 15.89% | 0.0039
2023-04-04 19:43 | 0.0228 | 0.0264 | 14.63% | 0.0036
2023-04-04 19:44 | 0.0229 | 0.0264 | 14.2% | 0.0035
2023-04-04 19:45 | 0.0228 | 0.0264 | 14.63% | 0.0036
2023-04-04 19:46 | 0.0228 | 0.0262 | 13.88% | 0.0034
2023-04-04 19:47 | 0.0229 | 0.0264 | 14.2% | 0.0035
2023-04-04 19:48 | 0.023 | 0.0262 | 13.01% | 0.0032
2023-04-04 19:49 | 0.0229 | 0.0264 | 14.2% | 0.0035
2023-04-04 19:50 | 0.0228 | 0.0261 | 13.5% | 0.0033
2023-04-04 19:51 | 0.0229 | 0.0264 | 14.2% | 0.0035
2023-04-04 19:52 | 0.023 | 0.0263 | 13.39% | 0.0033
2023-04-04 19:53 | 0.0228 | 0.0263 | 14.26% | 0.0035
2023-04-04 19:54 | 0.0228 | 0.0263 | 14.26% | 0.0035
2023-04-04 19:55 | 0.0229 | 0.0263 | 13.82% | 0.0034
2023-04-04 19:56 | 0.0227 | 0.0263 | 14.69% | 0.0036
2023-04-04 19:57 | 0.0227 | 0.0264 | 15.07% | 0.0037
2023-04-04 19:58 | 0.0228 | 0.0264 | 14.63% | 0.0036
2023-04-04 19:59 | 0.0227 | 0.0266 | 15.82% | 0.0039
2023-04-04 20:00 | 0.0229 | 0.0265 | 14.57% | 0.0036
2023-04-04 20:01 | 0.0228 | 0.0265 | 15.01% | 0.0037
2023-04-04 20:02 | 0.0228 | 0.0265 | 15.01% | 0.0037
2023-04-04 20:03 | 0.0228 | 0.0266 | 15.38% | 0.0038
2023-04-04 20:04 | 0.0229 | 0.0265 | 14.57% | 0.0036
2023-04-04 20:05 | 0.0228 | 0.0265 | 15.01% | 0.0037
2023-04-04 20:06 | 0.0228 | 0.0266 | 15.38% | 0.0038
2023-04-04 20:07 | 0.0225 | 0.0266 | 16.7% | 0.0041
2023-04-04 20:08 | 0.0227 | 0.0266 | 15.82% | 0.0039
2023-04-04 20:09 | 0.0227 | 0.0265 | 15.45% | 0.0038
2023-04-04 20:10 | 0.0227 | 0.0265 | 15.45% | 0.0038
2023-04-04 20:11 | 0.0226 | 0.0265 | 15.89% | 0.0039
2023-04-04 20:12 | 0.0226 | 0.0266 | 16.26% | 0.004
2023-04-04 20:13 | 0.0228 | 0.0265 | 15.01% | 0.0037
2023-04-04 20:14 | 0.0225 | 0.0265 | 16.33% | 0.004
2023-04-04 20:15 | 0.0227 | 0.0266 | 15.82% | 0.0039
2023-04-04 20:16 | 0.0229 | 0.0264 | 14.2% | 0.0035
2023-04-04 20:17 | 0.0229 | 0.0263 | 13.82% | 0.0034
2023-04-04 20:18 | 0.023 | 0.0264 | 13.77% | 0.0034
2023-04-04 20:19 | 0.0229 | 0.0264 | 14.2% | 0.0035
2023-04-04 20:20 | 0.0231 | 0.0265 | 13.71% | 0.0034
2023-04-04 20:21 | 0.0232 | 0.0266 | 13.65% | 0.0034
2023-04-04 20:22 | 0.0232 | 0.0266 | 13.65% | 0.0034
2023-04-04 20:23 | 0.0232 | 0.0267 | 14.03% | 0.0035
2023-04-04 20:24 | 0.0231 | 0.0268 | 14.83% | 0.0037
2023-04-04 20:25 | 0.0232 | 0.0265 | 13.28% | 0.0033
2023-04-04 20:26 | 0.023 | 0.0266 | 14.52% | 0.0036
2023-04-04 20:27 | 0.0231 | 0.0266 | 14.08% | 0.0035
2023-04-04 20:28 | 0.0231 | 0.0267 | 14.46% | 0.0036
2023-04-04 20:29 | 0.023 | 0.0267 | 14.89% | 0.0037
2023-04-04 20:30 | 0.023 | 0.0267 | 14.89% | 0.0037
2023-04-04 20:31 | 0.0231 | 0.0268 | 14.83% | 0.0037
2023-04-04 20:32 | 0.0229 | 0.0266 | 14.95% | 0.0037
2023-04-04 20:33 | 0.0231 | 0.0267 | 14.46% | 0.0036
2023-04-04 20:34 | 0.0231 | 0.0268 | 14.83% | 0.0037
2023-04-04 20:35 | 0.0231 | 0.0268 | 14.83% | 0.0037
2023-04-04 20:36 | 0.023 | 0.0266 | 14.52% | 0.0036
2023-04-04 20:37 | 0.023 | 0.0268 | 15.26% | 0.0038
2023-04-04 20:38 | 0.023 | 0.0267 | 14.89% | 0.0037
2023-04-04 20:39 | 0.023 | 0.0267 | 14.89% | 0.0037
2023-04-04 20:40 | 0.023 | 0.0267 | 14.89% | 0.0037
2023-04-04 20:41 | 0.0229 | 0.0268 | 15.69% | 0.0039
2023-04-04 20:42 | 0.0231 | 0.0267 | 14.46% | 0.0036
2023-04-04 20:43 | 0.0231 | 0.0269 | 15.2% | 0.0038
2023-04-04 20:44 | 0.0232 | 0.0268 | 14.4% | 0.0036
2023-04-04 20:45 | 0.0231 | 0.0268 | 14.83% | 0.0037
2023-04-04 20:46 | 0.0231 | 0.0269 | 15.2% | 0.0038
2023-04-04 20:47 | 0.023 | 0.0267 | 14.89% | 0.0037
2023-04-04 20:48 | 0.0231 | 0.0266 | 14.08% | 0.0035
2023-04-04 20:49 | 0.0231 | 0.0267 | 14.46% | 0.0036
2023-04-04 20:50 | 0.0231 | 0.0266 | 14.08% | 0.0035
2023-04-04 20:51 | 0.0232 | 0.0268 | 14.4% | 0.0036
2023-04-04 20:52 | 0.0232 | 0.0267 | 14.03% | 0.0035
2023-04-04 20:53 | 0.0232 | 0.0267 | 14.03% | 0.0035
2023-04-04 20:54 | 0.0231 | 0.0268 | 14.83% | 0.0037
2023-04-04 20:55 | 0.0233 | 0.0267 | 13.6% | 0.0034
2023-04-04 20:56 | 0.0233 | 0.0267 | 13.6% | 0.0034
2023-04-04 20:57 | 0.0233 | 0.0269 | 14.34% | 0.0036
2023-04-04 20:58 | 0.0231 | 0.0269 | 15.2% | 0.0038
2023-04-04 20:59 | 0.0232 | 0.027 | 15.14% | 0.0038
2023-04-04 21:00 | 0.0232 | 0.027 | 15.14% | 0.0038
2023-04-04 21:01 | 0.0233 | 0.027 | 14.71% | 0.0037
2023-04-04 21:02 | 0.0233 | 0.027 | 14.71% | 0.0037
2023-04-04 21:03 | 0.023 | 0.0271 | 16.37% | 0.0041
2023-04-04 21:04 | 0.0233 | 0.0269 | 14.34% | 0.0036
2023-04-04 21:05 | 0.0231 | 0.0268 | 14.83% | 0.0037
2023-04-04 21:06 | 0.0231 | 0.027 | 15.57% | 0.0039
2023-04-04 21:07 | 0.0232 | 0.0272 | 15.87% | 0.004
2023-04-04 21:08 | 0.0232 | 0.0272 | 15.87% | 0.004
2023-04-04 21:09 | 0.0232 | 0.0272 | 15.87% | 0.004
2023-04-04 21:10 | 0.0231 | 0.027 | 15.57% | 0.0039
2023-04-04 21:11 | 0.023 | 0.0271 | 16.37% | 0.0041
2023-04-04 21:12 | 0.0231 | 0.0271 | 15.94% | 0.004
2023-04-04 21:13 | 0.0232 | 0.027 | 15.14% | 0.0038
2023-04-04 21:14 | 0.0231 | 0.0269 | 15.2% | 0.0038
2023-04-04 21:15 | 0.0233 | 0.0268 | 13.97% | 0.0035
2023-04-04 21:16 | 0.0231 | 0.0269 | 15.2% | 0.0038
2023-04-04 21:17 | 0.0231 | 0.0267 | 14.46% | 0.0036
2023-04-04 21:18 | 0.0229 | 0.0266 | 14.95% | 0.0037
2023-04-04 21:19 | 0.0228 | 0.0264 | 14.63% | 0.0036
2023-04-04 21:20 | 0.0229 | 0.0265 | 14.57% | 0.0036
2023-04-04 21:21 | 0.0229 | 0.0266 | 14.95% | 0.0037
2023-04-04 21:22 | 0.023 | 0.0264 | 13.77% | 0.0034
2023-04-04 21:23 | 0.0231 | 0.0264 | 13.33% | 0.0033
2023-04-04 21:24 | 0.023 | 0.0264 | 13.77% | 0.0034
2023-04-04 21:25 | 0.0232 | 0.0267 | 14.03% | 0.0035
2023-04-04 21:26 | 0.0234 | 0.0267 | 13.17% | 0.0033
2023-04-04 21:27 | 0.0232 | 0.0266 | 13.65% | 0.0034
2023-04-04 21:28 | 0.0233 | 0.0266 | 13.23% | 0.0033
2023-04-04 21:29 | 0.0231 | 0.0268 | 14.83% | 0.0037
2023-04-04 21:30 | 0.0231 | 0.0269 | 15.2% | 0.0038
2023-04-04 21:31 | 0.0232 | 0.027 | 15.14% | 0.0038
2023-04-04 21:32 | 0.023 | 0.0267 | 14.89% | 0.0037
2023-04-04 21:33 | 0.0233 | 0.0269 | 14.34% | 0.0036
2023-04-04 21:34 | 0.0232 | 0.0268 | 14.4% | 0.0036
2023-04-04 21:35 | 0.0231 | 0.0268 | 14.83% | 0.0037
2023-04-04 21:36 | 0.0232 | 0.0268 | 14.4% | 0.0036
2023-04-04 21:37 | 0.0232 | 0.0269 | 14.77% | 0.0037
2023-04-04 21:38 | 0.0232 | 0.0269 | 14.77% | 0.0037
2023-04-04 21:39 | 0.0233 | 0.0269 | 14.34% | 0.0036
2023-04-04 21:40 | 0.0231 | 0.0269 | 15.2% | 0.0038
2023-04-04 21:41 | 0.0231 | 0.0268 | 14.83% | 0.0037
2023-04-04 21:42 | 0.0232 | 0.027 | 15.14% | 0.0038
2023-04-04 21:43 | 0.0233 | 0.027 | 14.71% | 0.0037
2023-04-04 21:44 | 0.0233 | 0.0268 | 13.97% | 0.0035
2023-04-04 21:45 | 0.0232 | 0.027 | 15.14% | 0.0038
2023-04-04 21:46 | 0.0232 | 0.0269 | 14.77% | 0.0037
2023-04-04 21:47 | 0.0232 | 0.0269 | 14.77% | 0.0037
2023-04-04 21:48 | 0.0233 | 0.0269 | 14.34% | 0.0036
2023-04-04 21:49 | 0.0233 | 0.0269 | 14.34% | 0.0036
2023-04-04 21:50 | 0.0232 | 0.0269 | 14.77% | 0.0037
2023-04-04 21:51 | 0.023 | 0.0265 | 14.14% | 0.0035
2023-04-04 21:52 | 0.023 | 0.0265 | 14.14% | 0.0035
2023-04-04 21:53 | 0.023 | 0.0265 | 14.14% | 0.0035
2023-04-04 21:54 | 0.0231 | 0.0266 | 14.08% | 0.0035
2023-04-04 21:55 | 0.023 | 0.0266 | 14.52% | 0.0036
2023-04-04 21:56 | 0.023 | 0.0265 | 14.14% | 0.0035
2023-04-04 21:57 | 0.0231 | 0.0265 | 13.71% | 0.0034
2023-04-04 21:58 | 0.023 | 0.0265 | 14.14% | 0.0035
2023-04-04 21:59 | 0.0229 | 0.0266 | 14.95% | 0.0037
2023-04-04 22:00 | 0.0229 | 0.0267 | 15.32% | 0.0038
2023-04-04 22:01 | 0.023 | 0.0267 | 14.89% | 0.0037
2023-04-04 22:02 | 0.0228 | 0.0265 | 15.01% | 0.0037
2023-04-04 22:03 | 0.0229 | 0.0267 | 15.32% | 0.0038
2023-04-04 22:04 | 0.023 | 0.0267 | 14.89% | 0.0037
2023-04-04 22:05 | 0.0229 | 0.0268 | 15.69% | 0.0039
2023-04-04 22:06 | 0.023 | 0.0268 | 15.26% | 0.0038
2023-04-04 22:07 | 0.0228 | 0.0269 | 16.5% | 0.0041
2023-04-04 22:08 | 0.0228 | 0.0268 | 16.13% | 0.004
2023-04-04 22:09 | 0.0228 | 0.0268 | 16.13% | 0.004
2023-04-04 22:10 | 0.0229 | 0.0268 | 15.69% | 0.0039
2023-04-04 22:11 | 0.023 | 0.0269 | 15.63% | 0.0039
2023-04-04 22:12 | 0.0228 | 0.027 | 16.87% | 0.0042
2023-04-04 22:13 | 0.023 | 0.027 | 16% | 0.004
2023-04-04 22:14 | 0.0231 | 0.0269 | 15.2% | 0.0038
2023-04-04 22:15 | 0.0229 | 0.0268 | 15.69% | 0.0039
2023-04-04 22:16 | 0.0226 | 0.0265 | 15.89% | 0.0039
2023-04-04 22:17 | 0.0227 | 0.0264 | 15.07% | 0.0037
2023-04-04 22:18 | 0.0229 | 0.0266 | 14.95% | 0.0037
2023-04-04 22:19 | 0.0231 | 0.0265 | 13.71% | 0.0034
2023-04-04 22:20 | 0.023 | 0.0266 | 14.52% | 0.0036
2023-04-04 22:21 | 0.0231 | 0.0265 | 13.71% | 0.0034
2023-04-04 22:22 | 0.0231 | 0.0266 | 14.08% | 0.0035
2023-04-04 22:23 | 0.0232 | 0.0265 | 13.28% | 0.0033
2023-04-04 22:24 | 0.023 | 0.0265 | 14.14% | 0.0035
2023-04-04 22:25 | 0.0231 | 0.0267 | 14.46% | 0.0036
2023-04-04 22:26 | 0.023 | 0.0266 | 14.52% | 0.0036
2023-04-04 22:27 | 0.0231 | 0.0268 | 14.83% | 0.0037
2023-04-04 22:28 | 0.0231 | 0.0268 | 14.83% | 0.0037
2023-04-04 22:29 | 0.0231 | 0.0268 | 14.83% | 0.0037
2023-04-04 22:30 | 0.0232 | 0.0266 | 13.65% | 0.0034
2023-04-04 22:31 | 0.0231 | 0.0269 | 15.2% | 0.0038
2023-04-04 22:32 | 0.0232 | 0.0268 | 14.4% | 0.0036
2023-04-04 22:33 | 0.023 | 0.0268 | 15.26% | 0.0038
2023-04-04 22:34 | 0.0232 | 0.0269 | 14.77% | 0.0037
2023-04-04 22:35 | 0.0232 | 0.0269 | 14.77% | 0.0037
2023-04-04 22:36 | 0.0232 | 0.027 | 15.14% | 0.0038
2023-04-04 22:37 | 0.0232 | 0.0269 | 14.77% | 0.0037
2023-04-04 22:38 | 0.0232 | 0.027 | 15.14% | 0.0038
2023-04-04 22:39 | 0.0232 | 0.027 | 15.14% | 0.0038
2023-04-04 22:40 | 0.0231 | 0.0268 | 14.83% | 0.0037
2023-04-04 22:41 | 0.0231 | 0.0271 | 15.94% | 0.004
2023-04-04 22:42 | 0.0232 | 0.0271 | 15.51% | 0.0039
2023-04-04 22:43 | 0.0232 | 0.027 | 15.14% | 0.0038
2023-04-04 22:44 | 0.0231 | 0.0269 | 15.2% | 0.0038
2023-04-04 22:45 | 0.0231 | 0.027 | 15.57% | 0.0039
2023-04-04 22:46 | 0.0231 | 0.0269 | 15.2% | 0.0038
2023-04-04 22:47 | 0.0232 | 0.0269 | 14.77% | 0.0037
2023-04-04 22:48 | 0.0231 | 0.0269 | 15.2% | 0.0038
2023-04-04 22:49 | 0.0232 | 0.0269 | 14.77% | 0.0037
2023-04-04 22:50 | 0.0232 | 0.0269 | 14.77% | 0.0037
2023-04-04 22:51 | 0.0233 | 0.0269 | 14.34% | 0.0036
2023-04-04 22:52 | 0.0231 | 0.0269 | 15.2% | 0.0038
2023-04-04 22:53 | 0.0231 | 0.0269 | 15.2% | 0.0038
2023-04-04 22:54 | 0.0232 | 0.0269 | 14.77% | 0.0037
2023-04-04 22:55 | 0.0232 | 0.027 | 15.14% | 0.0038
2023-04-04 22:56 | 0.0233 | 0.0271 | 15.08% | 0.0038
2023-04-04 22:57 | 0.0233 | 0.0271 | 15.08% | 0.0038
2023-04-04 22:58 | 0.023 | 0.0268 | 15.26% | 0.0038
2023-04-04 22:59 | 0.0228 | 0.0266 | 15.38% | 0.0038
2023-04-04 23:00 | 0.023 | 0.0265 | 14.14% | 0.0035
2023-04-04 23:01 | 0.0229 | 0.0266 | 14.95% | 0.0037
2023-04-04 23:02 | 0.0228 | 0.0267 | 15.76% | 0.0039
2023-04-04 23:03 | 0.023 | 0.0267 | 14.89% | 0.0037
2023-04-04 23:04 | 0.0231 | 0.0269 | 15.2% | 0.0038
2023-04-04 23:05 | 0.0231 | 0.0267 | 14.46% | 0.0036
2023-04-04 23:06 | 0.0231 | 0.0269 | 15.2% | 0.0038
2023-04-04 23:07 | 0.023 | 0.0268 | 15.26% | 0.0038
2023-04-04 23:08 | 0.0231 | 0.0268 | 14.83% | 0.0037
2023-04-04 23:09 | 0.0229 | 0.0271 | 16.8% | 0.0042
2023-04-04 23:10 | 0.0229 | 0.0268 | 15.69% | 0.0039
2023-04-04 23:11 | 0.0228 | 0.0269 | 16.5% | 0.0041
2023-04-04 23:12 | 0.0229 | 0.027 | 16.43% | 0.0041
2023-04-04 23:13 | 0.0231 | 0.027 | 15.57% | 0.0039
2023-04-04 23:14 | 0.023 | 0.0269 | 15.63% | 0.0039
2023-04-04 23:15 | 0.023 | 0.0268 | 15.26% | 0.0038
2023-04-04 23:16 | 0.023 | 0.0269 | 15.63% | 0.0039
2023-04-04 23:17 | 0.023 | 0.0269 | 15.63% | 0.0039
2023-04-04 23:18 | 0.0231 | 0.027 | 15.57% | 0.0039
2023-04-04 23:19 | 0.0231 | 0.0269 | 15.2% | 0.0038
2023-04-04 23:20 | 0.0232 | 0.027 | 15.14% | 0.0038
2023-04-04 23:21 | 0.0234 | 0.0269 | 13.92% | 0.0035
2023-04-04 23:22 | 0.0233 | 0.0268 | 13.97% | 0.0035
2023-04-04 23:23 | 0.0232 | 0.0268 | 14.4% | 0.0036
2023-04-04 23:24 | 0.0233 | 0.0267 | 13.6% | 0.0034
2023-04-04 23:25 | 0.0233 | 0.0268 | 13.97% | 0.0035
2023-04-04 23:26 | 0.0233 | 0.0269 | 14.34% | 0.0036
2023-04-04 23:27 | 0.0232 | 0.027 | 15.14% | 0.0038
2023-04-04 23:28 | 0.0234 | 0.0271 | 14.65% | 0.0037
2023-04-04 23:29 | 0.0234 | 0.027 | 14.29% | 0.0036
2023-04-04 23:30 | 0.0232 | 0.0271 | 15.51% | 0.0039
2023-04-04 23:31 | 0.0233 | 0.027 | 14.71% | 0.0037
2023-04-04 23:32 | 0.0232 | 0.027 | 15.14% | 0.0038
2023-04-04 23:33 | 0.0234 | 0.0271 | 14.65% | 0.0037
2023-04-04 23:34 | 0.0231 | 0.0269 | 15.2% | 0.0038
2023-04-04 23:35 | 0.0233 | 0.027 | 14.71% | 0.0037
2023-04-04 23:36 | 0.0232 | 0.0271 | 15.51% | 0.0039
2023-04-04 23:37 | 0.0231 | 0.0273 | 16.67% | 0.0042
2023-04-04 23:38 | 0.0233 | 0.0271 | 15.08% | 0.0038
2023-04-04 23:39 | 0.0233 | 0.027 | 14.71% | 0.0037
2023-04-04 23:40 | 0.0233 | 0.0272 | 15.45% | 0.0039
2023-04-04 23:41 | 0.0232 | 0.0272 | 15.87% | 0.004
2023-04-04 23:42 | 0.0231 | 0.0272 | 16.3% | 0.0041
2023-04-04 23:43 | 0.0232 | 0.027 | 15.14% | 0.0038
2023-04-04 23:44 | 0.0232 | 0.0272 | 15.87% | 0.004
2023-04-04 23:45 | 0.0233 | 0.0272 | 15.45% | 0.0039
2023-04-04 23:46 | 0.0233 | 0.0271 | 15.08% | 0.0038
2023-04-04 23:47 | 0.0232 | 0.0271 | 15.51% | 0.0039
2023-04-04 23:48 | 0.0232 | 0.0272 | 15.87% | 0.004
2023-04-04 23:49 | 0.0234 | 0.0271 | 14.65% | 0.0037
2023-04-04 23:50 | 0.0233 | 0.0272 | 15.45% | 0.0039
2023-04-04 23:51 | 0.0234 | 0.0271 | 14.65% | 0.0037
2023-04-04 23:52 | 0.0233 | 0.0272 | 15.45% | 0.0039
2023-04-04 23:53 | 0.0234 | 0.0271 | 14.65% | 0.0037
2023-04-04 23:54 | 0.0234 | 0.027 | 14.29% | 0.0036
2023-04-04 23:55 | 0.0234 | 0.027 | 14.29% | 0.0036
2023-04-04 23:56 | 0.0234 | 0.0272 | 15.02% | 0.0038
2023-04-04 23:57 | 0.0233 | 0.027 | 14.71% | 0.0037
2023-04-04 23:58 | 0.0235 | 0.0272 | 14.6% | 0.0037
2023-04-04 23:59 | 0.0233 | 0.027 | 14.71% | 0.0037
2023-04-05 | 0.0233 | 0.0271 | 15.08% | 0.0038
2023-04-05 00:01 | 0.0234 | 0.0271 | 14.65% | 0.0037
2023-04-05 00:02 | 0.0232 | 0.0271 | 15.51% | 0.0039
2023-04-05 00:03 | 0.0232 | 0.0271 | 15.51% | 0.0039
2023-04-05 00:04 | 0.0233 | 0.0271 | 15.08% | 0.0038
2023-04-05 00:05 | 0.0233 | 0.0272 | 15.45% | 0.0039
2023-04-05 00:06 | 0.0233 | 0.0271 | 15.08% | 0.0038
2023-04-05 00:07 | 0.0231 | 0.0272 | 16.3% | 0.0041
2023-04-05 00:08 | 0.0234 | 0.0271 | 14.65% | 0.0037
2023-04-05 00:09 | 0.0232 | 0.0272 | 15.87% | 0.004
2023-04-05 00:10 | 0.0232 | 0.0273 | 16.24% | 0.0041
2023-04-05 00:11 | 0.0232 | 0.0272 | 15.87% | 0.004
2023-04-05 00:12 | 0.0232 | 0.0272 | 15.87% | 0.004
2023-04-05 00:13 | 0.0232 | 0.0274 | 16.6% | 0.0042
2023-04-05 00:14 | 0.0233 | 0.0272 | 15.45% | 0.0039
2023-04-05 00:15 | 0.0233 | 0.0273 | 15.81% | 0.004
2023-04-05 00:16 | 0.0232 | 0.0272 | 15.87% | 0.004
2023-04-05 00:17 | 0.0233 | 0.0273 | 15.81% | 0.004
2023-04-05 00:18 | 0.0231 | 0.0273 | 16.67% | 0.0042
2023-04-05 00:19 | 0.0233 | 0.0274 | 16.17% | 0.0041
2023-04-05 00:20 | 0.0234 | 0.0273 | 15.38% | 0.0039
2023-04-05 00:21 | 0.0234 | 0.0273 | 15.38% | 0.0039
2023-04-05 00:22 | 0.0236 | 0.027 | 13.44% | 0.0034
2023-04-05 00:23 | 0.0234 | 0.0271 | 14.65% | 0.0037
2023-04-05 00:24 | 0.0234 | 0.0272 | 15.02% | 0.0038
2023-04-05 00:25 | 0.0235 | 0.0271 | 14.23% | 0.0036
2023-04-05 00:26 | 0.0236 | 0.0272 | 14.17% | 0.0036
2023-04-05 00:27 | 0.0236 | 0.0272 | 14.17% | 0.0036
2023-04-05 00:28 | 0.0234 | 0.0273 | 15.38% | 0.0039
2023-04-05 00:29 | 0.0233 | 0.0273 | 15.81% | 0.004
2023-04-05 00:30 | 0.0234 | 0.0271 | 14.65% | 0.0037
2023-04-05 00:31 | 0.0235 | 0.0272 | 14.6% | 0.0037
2023-04-05 00:32 | 0.0235 | 0.0272 | 14.6% | 0.0037
2023-04-05 00:33 | 0.0233 | 0.0272 | 15.45% | 0.0039
2023-04-05 00:34 | 0.0233 | 0.0273 | 15.81% | 0.004
2023-04-05 00:35 | 0.0234 | 0.0272 | 15.02% | 0.0038
2023-04-05 00:36 | 0.0233 | 0.0274 | 16.17% | 0.0041
2023-04-05 00:37 | 0.0232 | 0.0273 | 16.24% | 0.0041
2023-04-05 00:38 | 0.0233 | 0.0272 | 15.45% | 0.0039
2023-04-05 00:39 | 0.0234 | 0.0274 | 15.75% | 0.004
2023-04-05 00:40 | 0.0235 | 0.0274 | 15.32% | 0.0039
2023-04-05 00:41 | 0.0232 | 0.0273 | 16.24% | 0.0041
2023-04-05 00:42 | 0.0234 | 0.0273 | 15.38% | 0.0039
2023-04-05 00:43 | 0.0234 | 0.0275 | 16.11% | 0.0041
2023-04-05 00:44 | 0.0234 | 0.0273 | 15.38% | 0.0039
2023-04-05 00:45 | 0.0233 | 0.0274 | 16.17% | 0.0041
2023-04-05 00:46 | 0.0234 | 0.0272 | 15.02% | 0.0038
2023-04-05 00:47 | 0.0233 | 0.0271 | 15.08% | 0.0038
2023-04-05 00:48 | 0.0233 | 0.0271 | 15.08% | 0.0038
2023-04-05 00:49 | 0.0236 | 0.0272 | 14.17% | 0.0036
2023-04-05 00:50 | 0.0233 | 0.0273 | 15.81% | 0.004
2023-04-05 00:51 | 0.0234 | 0.0273 | 15.38% | 0.0039
2023-04-05 00:52 | 0.0234 | 0.0272 | 15.02% | 0.0038
2023-04-05 00:53 | 0.0235 | 0.0272 | 14.6% | 0.0037
2023-04-05 00:54 | 0.0234 | 0.0273 | 15.38% | 0.0039
2023-04-05 00:55 | 0.0236 | 0.0274 | 14.9% | 0.0038
2023-04-05 00:56 | 0.0235 | 0.0276 | 16.05% | 0.0041
2023-04-05 00:57 | 0.0236 | 0.0273 | 14.54% | 0.0037
2023-04-05 00:58 | 0.0236 | 0.0275 | 15.26% | 0.0039
2023-04-05 00:59 | 0.0236 | 0.0274 | 14.9% | 0.0038
2023-04-05 01:00 | 0.0234 | 0.0272 | 15.02% | 0.0038
2023-04-05 01:01 | 0.0236 | 0.0274 | 14.9% | 0.0038
2023-04-05 01:02 | 0.0236 | 0.0274 | 14.9% | 0.0038
2023-04-05 01:03 | 0.0236 | 0.0274 | 14.9% | 0.0038
2023-04-05 01:04 | 0.0236 | 0.0275 | 15.26% | 0.0039
2023-04-05 01:05 | 0.0235 | 0.0274 | 15.32% | 0.0039
2023-04-05 01:06 | 0.0234 | 0.0275 | 16.11% | 0.0041
2023-04-05 01:07 | 0.0233 | 0.0273 | 15.81% | 0.004
2023-04-05 01:08 | 0.0234 | 0.0273 | 15.38% | 0.0039
2023-04-05 01:09 | 0.0234 | 0.0274 | 15.75% | 0.004
2023-04-05 01:10 | 0.0234 | 0.0271 | 14.65% | 0.0037
2023-04-05 01:11 | 0.0235 | 0.0274 | 15.32% | 0.0039
2023-04-05 01:12 | 0.0235 | 0.0275 | 15.69% | 0.004
2023-04-05 01:13 | 0.0233 | 0.0275 | 16.54% | 0.0042
2023-04-05 01:14 | 0.0232 | 0.0275 | 16.96% | 0.0043
2023-04-05 01:15 | 0.0232 | 0.0275 | 16.96% | 0.0043
2023-04-05 01:16 | 0.0233 | 0.0275 | 16.54% | 0.0042
2023-04-05 01:17 | 0.0235 | 0.0273 | 14.96% | 0.0038
2023-04-05 01:18 | 0.0232 | 0.0276 | 17.32% | 0.0044
2023-04-05 01:19 | 0.0233 | 0.0275 | 16.54% | 0.0042
2023-04-05 01:20 | 0.0234 | 0.0274 | 15.75% | 0.004
2023-04-05 01:21 | 0.0233 | 0.0274 | 16.17% | 0.0041
2023-04-05 01:22 | 0.0236 | 0.0275 | 15.26% | 0.0039
2023-04-05 01:23 | 0.0236 | 0.0274 | 14.9% | 0.0038
2023-04-05 01:24 | 0.0235 | 0.0272 | 14.6% | 0.0037
2023-04-05 01:25 | 0.0236 | 0.0275 | 15.26% | 0.0039
2023-04-05 01:26 | 0.0236 | 0.0274 | 14.9% | 0.0038
2023-04-05 01:27 | 0.0236 | 0.0274 | 14.9% | 0.0038
2023-04-05 01:28 | 0.0236 | 0.0273 | 14.54% | 0.0037
2023-04-05 01:29 | 0.0237 | 0.0274 | 14.48% | 0.0037
2023-04-05 01:30 | 0.0237 | 0.0274 | 14.48% | 0.0037
2023-04-05 01:31 | 0.0235 | 0.0274 | 15.32% | 0.0039
2023-04-05 01:32 | 0.0236 | 0.0274 | 14.9% | 0.0038
2023-04-05 01:33 | 0.0234 | 0.0273 | 15.38% | 0.0039
2023-04-05 01:34 | 0.0234 | 0.0275 | 16.11% | 0.0041
2023-04-05 01:35 | 0.0235 | 0.0273 | 14.96% | 0.0038
2023-04-05 01:36 | 0.0235 | 0.0276 | 16.05% | 0.0041
2023-04-05 01:37 | 0.0235 | 0.0274 | 15.32% | 0.0039
2023-04-05 01:38 | 0.0236 | 0.0275 | 15.26% | 0.0039
2023-04-05 01:39 | 0.0234 | 0.0275 | 16.11% | 0.0041
2023-04-05 01:40 | 0.0236 | 0.0274 | 14.9% | 0.0038
2023-04-05 01:41 | 0.0235 | 0.0275 | 15.69% | 0.004
2023-04-05 01:42 | 0.0233 | 0.0277 | 17.25% | 0.0044
2023-04-05 01:43 | 0.0235 | 0.0274 | 15.32% | 0.0039
2023-04-05 01:44 | 0.0235 | 0.0275 | 15.69% | 0.004
2023-04-05 01:45 | 0.0235 | 0.0276 | 16.05% | 0.0041
2023-04-05 01:46 | 0.0234 | 0.0276 | 16.47% | 0.0042
2023-04-05 01:47 | 0.0236 | 0.0274 | 14.9% | 0.0038
2023-04-05 01:48 | 0.0235 | 0.0272 | 14.6% | 0.0037
2023-04-05 01:49 | 0.0234 | 0.0271 | 14.65% | 0.0037
2023-04-05 01:50 | 0.0235 | 0.0271 | 14.23% | 0.0036
2023-04-05 01:51 | 0.0234 | 0.0273 | 15.38% | 0.0039
2023-04-05 01:52 | 0.0235 | 0.0271 | 14.23% | 0.0036
2023-04-05 01:53 | 0.0234 | 0.0269 | 13.92% | 0.0035
2023-04-05 01:54 | 0.0236 | 0.027 | 13.44% | 0.0034
2023-04-05 01:55 | 0.0236 | 0.0269 | 13.07% | 0.0033
2023-04-05 01:56 | 0.0236 | 0.0274 | 14.9% | 0.0038
2023-04-05 01:57 | 0.0236 | 0.0276 | 15.63% | 0.004
2023-04-05 01:58 | 0.0237 | 0.0276 | 15.2% | 0.0039
2023-04-05 01:59 | 0.0236 | 0.0275 | 15.26% | 0.0039
2023-04-05 02:00 | 0.0237 | 0.0275 | 14.84% | 0.0038
2023-04-05 02:01 | 0.0236 | 0.0276 | 15.63% | 0.004
2023-04-05 02:02 | 0.0236 | 0.0276 | 15.63% | 0.004
2023-04-05 02:03 | 0.0236 | 0.0275 | 15.26% | 0.0039
2023-04-05 02:04 | 0.0236 | 0.0275 | 15.26% | 0.0039
2023-04-05 02:05 | 0.0235 | 0.0276 | 16.05% | 0.0041
2023-04-05 02:06 | 0.0236 | 0.0275 | 15.26% | 0.0039
2023-04-05 02:07 | 0.0234 | 0.0275 | 16.11% | 0.0041
2023-04-05 02:08 | 0.0236 | 0.0275 | 15.26% | 0.0039
2023-04-05 02:09 | 0.0235 | 0.0276 | 16.05% | 0.0041
2023-04-05 02:10 | 0.0235 | 0.0274 | 15.32% | 0.0039
2023-04-05 02:11 | 0.0236 | 0.0275 | 15.26% | 0.0039
2023-04-05 02:12 | 0.0236 | 0.0274 | 14.9% | 0.0038
2023-04-05 02:13 | 0.0235 | 0.0275 | 15.69% | 0.004
2023-04-05 02:14 | 0.0235 | 0.0274 | 15.32% | 0.0039
2023-04-05 02:15 | 0.0234 | 0.0275 | 16.11% | 0.0041
2023-04-05 02:16 | 0.0235 | 0.0277 | 16.41% | 0.0042
2023-04-05 02:17 | 0.0234 | 0.0275 | 16.11% | 0.0041
2023-04-05 02:18 | 0.0235 | 0.0275 | 15.69% | 0.004
2023-04-05 02:19 | 0.0233 | 0.0275 | 16.54% | 0.0042
2023-04-05 02:20 | 0.0235 | 0.0276 | 16.05% | 0.0041
2023-04-05 02:21 | 0.0234 | 0.0274 | 15.75% | 0.004
2023-04-05 02:22 | 0.0235 | 0.0274 | 15.32% | 0.0039
2023-04-05 02:23 | 0.0235 | 0.0275 | 15.69% | 0.004
2023-04-05 02:24 | 0.0234 | 0.0273 | 15.38% | 0.0039
2023-04-05 02:25 | 0.0235 | 0.0275 | 15.69% | 0.004
2023-04-05 02:26 | 0.0234 | 0.0275 | 16.11% | 0.0041
2023-04-05 02:27 | 0.0236 | 0.027 | 13.44% | 0.0034
2023-04-05 02:28 | 0.0236 | 0.0274 | 14.9% | 0.0038
2023-04-05 02:29 | 0.0235 | 0.0275 | 15.69% | 0.004
2023-04-05 02:30 | 0.0235 | 0.0273 | 14.96% | 0.0038
2023-04-05 02:31 | 0.0236 | 0.0274 | 14.9% | 0.0038
2023-04-05 02:32 | 0.0238 | 0.0273 | 13.7% | 0.0035
2023-04-05 02:33 | 0.0236 | 0.0274 | 14.9% | 0.0038
2023-04-05 02:34 | 0.0236 | 0.0274 | 14.9% | 0.0038
2023-04-05 02:35 | 0.0234 | 0.0277 | 16.83% | 0.0043
2023-04-05 02:36 | 0.0236 | 0.0274 | 14.9% | 0.0038
2023-04-05 02:37 | 0.0233 | 0.0274 | 16.17% | 0.0041
2023-04-05 02:38 | 0.0234 | 0.0273 | 15.38% | 0.0039
2023-04-05 02:39 | 0.0234 | 0.0273 | 15.38% | 0.0039
2023-04-05 02:40 | 0.0233 | 0.0274 | 16.17% | 0.0041
2023-04-05 02:41 | 0.0235 | 0.0276 | 16.05% | 0.0041
2023-04-05 02:42 | 0.0234 | 0.0273 | 15.38% | 0.0039
2023-04-05 02:43 | 0.0235 | 0.0274 | 15.32% | 0.0039
2023-04-05 02:44 | 0.0235 | 0.0273 | 14.96% | 0.0038
2023-04-05 02:45 | 0.0235 | 0.0273 | 14.96% | 0.0038
2023-04-05 02:46 | 0.0233 | 0.0275 | 16.54% | 0.0042
2023-04-05 02:47 | 0.0235 | 0.0273 | 14.96% | 0.0038
2023-04-05 02:48 | 0.0235 | 0.0274 | 15.32% | 0.0039
2023-04-05 02:49 | 0.0235 | 0.0277 | 16.41% | 0.0042
2023-04-05 02:50 | 0.0235 | 0.0274 | 15.32% | 0.0039
2023-04-05 02:51 | 0.0234 | 0.0275 | 16.11% | 0.0041
2023-04-05 02:52 | 0.0234 | 0.0274 | 15.75% | 0.004
2023-04-05 02:53 | 0.0236 | 0.0274 | 14.9% | 0.0038
2023-04-05 02:54 | 0.0236 | 0.0274 | 14.9% | 0.0038
2023-04-05 02:55 | 0.0235 | 0.0273 | 14.96% | 0.0038
2023-04-05 02:56 | 0.0237 | 0.0273 | 14.12% | 0.0036
2023-04-05 02:57 | 0.0235 | 0.0274 | 15.32% | 0.0039
2023-04-05 02:58 | 0.0234 | 0.0274 | 15.75% | 0.004
2023-04-05 02:59 | 0.0234 | 0.0274 | 15.75% | 0.004
2023-04-05 03:00 | 0.0235 | 0.0274 | 15.32% | 0.0039
2023-04-05 03:01 | 0.0235 | 0.0273 | 14.96% | 0.0038
2023-04-05 03:02 | 0.0235 | 0.0275 | 15.69% | 0.004
2023-04-05 03:03 | 0.0235 | 0.0274 | 15.32% | 0.0039
2023-04-05 03:04 | 0.0235 | 0.0275 | 15.69% | 0.004
2023-04-05 03:05 | 0.0235 | 0.0275 | 15.69% | 0.004
2023-04-05 03:06 | 0.0234 | 0.0275 | 16.11% | 0.0041
2023-04-05 03:07 | 0.0234 | 0.0275 | 16.11% | 0.0041
2023-04-05 03:08 | 0.0235 | 0.0273 | 14.96% | 0.0038
2023-04-05 03:09 | 0.0235 | 0.0275 | 15.69% | 0.004
2023-04-05 03:10 | 0.0234 | 0.0275 | 16.11% | 0.0041
2023-04-05 03:11 | 0.0235 | 0.0276 | 16.05% | 0.0041
2023-04-05 03:12 | 0.0235 | 0.0274 | 15.32% | 0.0039
2023-04-05 03:13 | 0.0236 | 0.0274 | 14.9% | 0.0038
2023-04-05 03:14 | 0.0236 | 0.0273 | 14.54% | 0.0037
2023-04-05 03:15 | 0.0235 | 0.0274 | 15.32% | 0.0039
2023-04-05 03:16 | 0.0235 | 0.0276 | 16.05% | 0.0041
2023-04-05 03:17 | 0.0234 | 0.0275 | 16.11% | 0.0041
2023-04-05 03:18 | 0.0235 | 0.0273 | 14.96% | 0.0038
2023-04-05 03:19 | 0.0233 | 0.0274 | 16.17% | 0.0041
2023-04-05 03:20 | 0.0233 | 0.0275 | 16.54% | 0.0042
2023-04-05 03:21 | 0.0231 | 0.0275 | 17.39% | 0.0044
2023-04-05 03:22 | 0.0233 | 0.0275 | 16.54% | 0.0042
2023-04-05 03:23 | 0.0234 | 0.0274 | 15.75% | 0.004
2023-04-05 03:24 | 0.0235 | 0.0274 | 15.32% | 0.0039
2023-04-05 03:25 | 0.0233 | 0.0274 | 16.17% | 0.0041
2023-04-05 03:26 | 0.0235 | 0.0274 | 15.32% | 0.0039
2023-04-05 03:27 | 0.0235 | 0.0273 | 14.96% | 0.0038
2023-04-05 03:28 | 0.0235 | 0.0272 | 14.6% | 0.0037
2023-04-05 03:29 | 0.0234 | 0.0274 | 15.75% | 0.004
2023-04-05 03:30 | 0.0236 | 0.0274 | 14.9% | 0.0038
2023-04-05 03:31 | 0.0236 | 0.0273 | 14.54% | 0.0037
2023-04-05 03:32 | 0.0236 | 0.0273 | 14.54% | 0.0037
2023-04-05 03:33 | 0.0236 | 0.0273 | 14.54% | 0.0037
2023-04-05 03:34 | 0.0236 | 0.0274 | 14.9% | 0.0038
2023-04-05 03:35 | 0.0234 | 0.0274 | 15.75% | 0.004
2023-04-05 03:36 | 0.0235 | 0.0274 | 15.32% | 0.0039
2023-04-05 03:37 | 0.0233 | 0.0274 | 16.17% | 0.0041
2023-04-05 03:38 | 0.0233 | 0.0275 | 16.54% | 0.0042
2023-04-05 03:39 | 0.0235 | 0.0276 | 16.05% | 0.0041
2023-04-05 03:40 | 0.0233 | 0.0276 | 16.9% | 0.0043
2023-04-05 03:41 | 0.0234 | 0.0274 | 15.75% | 0.004
2023-04-05 03:42 | 0.0235 | 0.0272 | 14.6% | 0.0037
2023-04-05 03:43 | 0.0233 | 0.0275 | 16.54% | 0.0042
2023-04-05 03:44 | 0.0235 | 0.0275 | 15.69% | 0.004
2023-04-05 03:45 | 0.0234 | 0.0275 | 16.11% | 0.0041
2023-04-05 03:46 | 0.0234 | 0.0275 | 16.11% | 0.0041
2023-04-05 03:47 | 0.0234 | 0.0275 | 16.11% | 0.0041
2023-04-05 03:48 | 0.0236 | 0.0275 | 15.26% | 0.0039
2023-04-05 03:49 | 0.0235 | 0.0274 | 15.32% | 0.0039
2023-04-05 03:50 | 0.0234 | 0.0274 | 15.75% | 0.004
2023-04-05 03:51 | 0.0234 | 0.0273 | 15.38% | 0.0039
2023-04-05 03:52 | 0.0233 | 0.0273 | 15.81% | 0.004
2023-04-05 03:53 | 0.0236 | 0.0272 | 14.17% | 0.0036
2023-04-05 03:54 | 0.0235 | 0.0273 | 14.96% | 0.0038
2023-04-05 03:55 | 0.0235 | 0.0275 | 15.69% | 0.004
2023-04-05 03:56 | 0.0235 | 0.0274 | 15.32% | 0.0039
2023-04-05 03:57 | 0.0234 | 0.0275 | 16.11% | 0.0041
2023-04-05 03:58 | 0.0235 | 0.0274 | 15.32% | 0.0039
2023-04-05 03:59 | 0.0236 | 0.0274 | 14.9% | 0.0038
2023-04-05 04:00 | 0.0236 | 0.0274 | 14.9% | 0.0038
2023-04-05 04:01 | 0.0236 | 0.0272 | 14.17% | 0.0036
2023-04-05 04:02 | 0.0235 | 0.0272 | 14.6% | 0.0037
2023-04-05 04:03 | 0.0236 | 0.0274 | 14.9% | 0.0038
2023-04-05 04:04 | 0.0235 | 0.0274 | 15.32% | 0.0039
2023-04-05 04:05 | 0.0234 | 0.0275 | 16.11% | 0.0041
2023-04-05 04:06 | 0.0234 | 0.0274 | 15.75% | 0.004
2023-04-05 04:07 | 0.0233 | 0.0275 | 16.54% | 0.0042
2023-04-05 04:08 | 0.0234 | 0.0274 | 15.75% | 0.004
2023-04-05 04:09 | 0.0234 | 0.0274 | 15.75% | 0.004
2023-04-05 04:10 | 0.0235 | 0.0274 | 15.32% | 0.0039
2023-04-05 04:11 | 0.0235 | 0.0274 | 15.32% | 0.0039
2023-04-05 04:12 | 0.0234 | 0.0274 | 15.75% | 0.004
2023-04-05 04:13 | 0.0233 | 0.0273 | 15.81% | 0.004
2023-04-05 04:14 | 0.0234 | 0.0273 | 15.38% | 0.0039
2023-04-05 04:15 | 0.0233 | 0.0273 | 15.81% | 0.004
2023-04-05 04:16 | 0.0233 | 0.0275 | 16.54% | 0.0042
2023-04-05 04:17 | 0.0233 | 0.0273 | 15.81% | 0.004
2023-04-05 04:18 | 0.0235 | 0.0274 | 15.32% | 0.0039
2023-04-05 04:19 | 0.0235 | 0.0273 | 14.96% | 0.0038
2023-04-05 04:20 | 0.0235 | 0.0273 | 14.96% | 0.0038
2023-04-05 04:21 | 0.0234 | 0.0274 | 15.75% | 0.004
2023-04-05 04:22 | 0.0233 | 0.0275 | 16.54% | 0.0042
2023-04-05 04:23 | 0.0234 | 0.0274 | 15.75% | 0.004
2023-04-05 04:24 | 0.0233 | 0.0274 | 16.17% | 0.0041
2023-04-05 04:25 | 0.0233 | 0.0273 | 15.81% | 0.004
2023-04-05 04:26 | 0.0234 | 0.0272 | 15.02% | 0.0038
2023-04-05 04:27 | 0.0234 | 0.0274 | 15.75% | 0.004
2023-04-05 04:28 | 0.0234 | 0.0273 | 15.38% | 0.0039
2023-04-05 04:29 | 0.0232 | 0.0273 | 16.24% | 0.0041
2023-04-05 04:30 | 0.0233 | 0.0272 | 15.45% | 0.0039
2023-04-05 04:31 | 0.0233 | 0.0273 | 15.81% | 0.004
2023-04-05 04:32 | 0.0233 | 0.0274 | 16.17% | 0.0041
2023-04-05 04:33 | 0.0234 | 0.0275 | 16.11% | 0.0041
2023-04-05 04:34 | 0.0235 | 0.0272 | 14.6% | 0.0037
2023-04-05 04:35 | 0.0234 | 0.0272 | 15.02% | 0.0038
2023-04-05 04:36 | 0.0233 | 0.0275 | 16.54% | 0.0042
2023-04-05 04:37 | 0.0233 | 0.0272 | 15.45% | 0.0039
2023-04-05 04:38 | 0.0233 | 0.0274 | 16.17% | 0.0041
2023-04-05 04:39 | 0.0233 | 0.0273 | 15.81% | 0.004
2023-04-05 04:40 | 0.0233 | 0.0274 | 16.17% | 0.0041
2023-04-05 04:41 | 0.0233 | 0.0275 | 16.54% | 0.0042
2023-04-05 04:42 | 0.0233 | 0.0272 | 15.45% | 0.0039
2023-04-05 04:43 | 0.0234 | 0.0273 | 15.38% | 0.0039
2023-04-05 04:44 | 0.0234 | 0.0273 | 15.38% | 0.0039
2023-04-05 04:45 | 0.0233 | 0.0273 | 15.81% | 0.004
2023-04-05 04:46 | 0.0232 | 0.0273 | 16.24% | 0.0041
2023-04-05 04:47 | 0.0232 | 0.0273 | 16.24% | 0.0041
2023-04-05 04:48 | 0.0232 | 0.0272 | 15.87% | 0.004
2023-04-05 04:49 | 0.0232 | 0.0272 | 15.87% | 0.004
2023-04-05 04:50 | 0.0233 | 0.0274 | 16.17% | 0.0041
2023-04-05 04:51 | 0.0232 | 0.0273 | 16.24% | 0.0041
2023-04-05 04:52 | 0.0234 | 0.0273 | 15.38% | 0.0039
2023-04-05 04:53 | 0.0234 | 0.0272 | 15.02% | 0.0038
2023-04-05 04:54 | 0.0234 | 0.0272 | 15.02% | 0.0038
2023-04-05 04:55 | 0.0234 | 0.0272 | 15.02% | 0.0038
2023-04-05 04:56 | 0.0233 | 0.0273 | 15.81% | 0.004
2023-04-05 04:57 | 0.0234 | 0.0274 | 15.75% | 0.004
2023-04-05 04:58 | 0.0232 | 0.0273 | 16.24% | 0.0041
2023-04-05 04:59 | 0.0235 | 0.0274 | 15.32% | 0.0039
2023-04-05 05:00 | 0.0234 | 0.027 | 14.29% | 0.0036
2023-04-05 05:01 | 0.0234 | 0.0271 | 14.65% | 0.0037
2023-04-05 05:02 | 0.0234 | 0.0272 | 15.02% | 0.0038
2023-04-05 05:03 | 0.0234 | 0.0272 | 15.02% | 0.0038
2023-04-05 05:04 | 0.0233 | 0.027 | 14.71% | 0.0037
2023-04-05 05:05 | 0.0228 | 0.0267 | 15.76% | 0.0039
2023-04-05 05:06 | 0.0231 | 0.0272 | 16.3% | 0.0041
2023-04-05 05:07 | 0.0231 | 0.0271 | 15.94% | 0.004
2023-04-05 05:08 | 0.0232 | 0.0272 | 15.87% | 0.004
2023-04-05 05:09 | 0.0233 | 0.0272 | 15.45% | 0.0039
2023-04-05 05:10 | 0.0233 | 0.0271 | 15.08% | 0.0038
2023-04-05 05:11 | 0.0234 | 0.0273 | 15.38% | 0.0039
2023-04-05 05:12 | 0.0233 | 0.0272 | 15.45% | 0.0039
2023-04-05 05:13 | 0.0233 | 0.0272 | 15.45% | 0.0039
2023-04-05 05:14 | 0.0232 | 0.0272 | 15.87% | 0.004
2023-04-05 05:15 | 0.0233 | 0.0274 | 16.17% | 0.0041
2023-04-05 05:16 | 0.0233 | 0.0273 | 15.81% | 0.004
2023-04-05 05:17 | 0.0232 | 0.0273 | 16.24% | 0.0041
2023-04-05 05:18 | 0.0234 | 0.0274 | 15.75% | 0.004
2023-04-05 05:19 | 0.0233 | 0.0273 | 15.81% | 0.004
2023-04-05 05:20 | 0.0233 | 0.0274 | 16.17% | 0.0041
2023-04-05 05:21 | 0.0233 | 0.0273 | 15.81% | 0.004
2023-04-05 05:22 | 0.0233 | 0.0274 | 16.17% | 0.0041
2023-04-05 05:23 | 0.0234 | 0.0272 | 15.02% | 0.0038
2023-04-05 05:24 | 0.0235 | 0.0272 | 14.6% | 0.0037
2023-04-05 05:25 | 0.0233 | 0.0271 | 15.08% | 0.0038
2023-04-05 05:26 | 0.0235 | 0.0272 | 14.6% | 0.0037
2023-04-05 05:27 | 0.0232 | 0.0273 | 16.24% | 0.0041
2023-04-05 05:28 | 0.0232 | 0.0273 | 16.24% | 0.0041
2023-04-05 05:29 | 0.0232 | 0.0273 | 16.24% | 0.0041
2023-04-05 05:30 | 0.0233 | 0.0271 | 15.08% | 0.0038
2023-04-05 05:31 | 0.0232 | 0.027 | 15.14% | 0.0038
2023-04-05 05:32 | 0.0231 | 0.027 | 15.57% | 0.0039
2023-04-05 05:33 | 0.0232 | 0.0272 | 15.87% | 0.004
2023-04-05 05:34 | 0.023 | 0.0273 | 17.1% | 0.0043
2023-04-05 05:35 | 0.0231 | 0.0272 | 16.3% | 0.0041
2023-04-05 05:36 | 0.023 | 0.0273 | 17.1% | 0.0043
2023-04-05 05:37 | 0.0232 | 0.0273 | 16.24% | 0.0041
2023-04-05 05:38 | 0.0231 | 0.0272 | 16.3% | 0.0041
2023-04-05 05:39 | 0.0231 | 0.0271 | 15.94% | 0.004
2023-04-05 05:40 | 0.023 | 0.0271 | 16.37% | 0.0041
2023-04-05 05:41 | 0.0231 | 0.0272 | 16.3% | 0.0041
2023-04-05 05:42 | 0.0232 | 0.0272 | 15.87% | 0.004
2023-04-05 05:43 | 0.0232 | 0.0272 | 15.87% | 0.004
2023-04-05 05:44 | 0.0232 | 0.027 | 15.14% | 0.0038
2023-04-05 05:45 | 0.0231 | 0.0271 | 15.94% | 0.004
2023-04-05 05:46 | 0.0231 | 0.027 | 15.57% | 0.0039
2023-04-05 05:47 | 0.0231 | 0.0271 | 15.94% | 0.004
2023-04-05 05:48 | 0.0231 | 0.0271 | 15.94% | 0.004
2023-04-05 05:49 | 0.0231 | 0.0271 | 15.94% | 0.004
2023-04-05 05:50 | 0.0231 | 0.027 | 15.57% | 0.0039
2023-04-05 05:51 | 0.0231 | 0.0272 | 16.3% | 0.0041
2023-04-05 05:52 | 0.023 | 0.027 | 16% | 0.004
2023-04-05 05:53 | 0.0232 | 0.0269 | 14.77% | 0.0037
2023-04-05 05:54 | 0.0231 | 0.027 | 15.57% | 0.0039
2023-04-05 05:55 | 0.0233 | 0.027 | 14.71% | 0.0037
2023-04-05 05:56 | 0.0234 | 0.0271 | 14.65% | 0.0037
2023-04-05 05:57 | 0.0233 | 0.0269 | 14.34% | 0.0036
2023-04-05 05:58 | 0.0233 | 0.0271 | 15.08% | 0.0038
2023-04-05 05:59 | 0.0233 | 0.0271 | 15.08% | 0.0038
2023-04-05 06:00 | 0.0233 | 0.0271 | 15.08% | 0.0038
2023-04-05 06:01 | 0.0233 | 0.027 | 14.71% | 0.0037
2023-04-05 06:02 | 0.0232 | 0.0269 | 14.77% | 0.0037
2023-04-05 06:03 | 0.0231 | 0.0271 | 15.94% | 0.004
2023-04-05 06:04 | 0.0233 | 0.0269 | 14.34% | 0.0036
2023-04-05 06:05 | 0.0233 | 0.0268 | 13.97% | 0.0035
2023-04-05 06:06 | 0.0232 | 0.027 | 15.14% | 0.0038
2023-04-05 06:07 | 0.0231 | 0.0269 | 15.2% | 0.0038
2023-04-05 06:08 | 0.0232 | 0.0269 | 14.77% | 0.0037
2023-04-05 06:09 | 0.0229 | 0.0268 | 15.69% | 0.0039
2023-04-05 06:10 | 0.0231 | 0.027 | 15.57% | 0.0039
2023-04-05 06:11 | 0.0231 | 0.0269 | 15.2% | 0.0038
2023-04-05 06:12 | 0.0231 | 0.0271 | 15.94% | 0.004
2023-04-05 06:13 | 0.0231 | 0.0269 | 15.2% | 0.0038
2023-04-05 06:14 | 0.0231 | 0.0269 | 15.2% | 0.0038
2023-04-05 06:15 | 0.0232 | 0.0268 | 14.4% | 0.0036
2023-04-05 06:16 | 0.0231 | 0.027 | 15.57% | 0.0039
2023-04-05 06:17 | 0.0231 | 0.0269 | 15.2% | 0.0038
2023-04-05 06:18 | 0.0229 | 0.0268 | 15.69% | 0.0039
2023-04-05 06:19 | 0.023 | 0.0269 | 15.63% | 0.0039
2023-04-05 06:20 | 0.0232 | 0.0268 | 14.4% | 0.0036
2023-04-05 06:21 | 0.0229 | 0.027 | 16.43% | 0.0041
2023-04-05 06:22 | 0.023 | 0.0269 | 15.63% | 0.0039
2023-04-05 06:23 | 0.0231 | 0.027 | 15.57% | 0.0039
2023-04-05 06:24 | 0.0232 | 0.0268 | 14.4% | 0.0036
2023-04-05 06:25 | 0.0231 | 0.0269 | 15.2% | 0.0038
2023-04-05 06:26 | 0.0231 | 0.0269 | 15.2% | 0.0038
2023-04-05 06:27 | 0.0232 | 0.0269 | 14.77% | 0.0037
2023-04-05 06:28 | 0.023 | 0.0268 | 15.26% | 0.0038
2023-04-05 06:29 | 0.023 | 0.0268 | 15.26% | 0.0038
2023-04-05 06:30 | 0.0232 | 0.0268 | 14.4% | 0.0036
2023-04-05 06:31 | 0.023 | 0.0266 | 14.52% | 0.0036
2023-04-05 06:32 | 0.0228 | 0.0268 | 16.13% | 0.004
2023-04-05 06:33 | 0.0228 | 0.0266 | 15.38% | 0.0038
2023-04-05 06:34 | 0.0228 | 0.0268 | 16.13% | 0.004
2023-04-05 06:35 | 0.0228 | 0.0271 | 17.23% | 0.0043
2023-04-05 06:36 | 0.0228 | 0.0269 | 16.5% | 0.0041
2023-04-05 06:37 | 0.0228 | 0.027 | 16.87% | 0.0042
2023-04-05 06:38 | 0.0228 | 0.0269 | 16.5% | 0.0041
2023-04-05 06:39 | 0.0228 | 0.0269 | 16.5% | 0.0041
2023-04-05 06:40 | 0.0228 | 0.027 | 16.87% | 0.0042
2023-04-05 06:41 | 0.0227 | 0.0269 | 16.94% | 0.0042
2023-04-05 06:42 | 0.0228 | 0.0269 | 16.5% | 0.0041
2023-04-05 06:43 | 0.0229 | 0.0267 | 15.32% | 0.0038
2023-04-05 06:44 | 0.023 | 0.0269 | 15.63% | 0.0039
2023-04-05 06:45 | 0.023 | 0.0269 | 15.63% | 0.0039
2023-04-05 06:46 | 0.0229 | 0.0268 | 15.69% | 0.0039
2023-04-05 06:47 | 0.0229 | 0.0268 | 15.69% | 0.0039
2023-04-05 06:48 | 0.0228 | 0.0265 | 15.01% | 0.0037
2023-04-05 06:49 | 0.0227 | 0.0266 | 15.82% | 0.0039
2023-04-05 06:50 | 0.0227 | 0.0266 | 15.82% | 0.0039
2023-04-05 06:51 | 0.0227 | 0.0266 | 15.82% | 0.0039
2023-04-05 06:52 | 0.0223 | 0.0266 | 17.59% | 0.0043
2023-04-05 06:53 | 0.0224 | 0.0265 | 16.77% | 0.0041
2023-04-05 06:54 | 0.0226 | 0.0268 | 17% | 0.0042
2023-04-05 06:55 | 0.0224 | 0.0268 | 17.89% | 0.0044
2023-04-05 06:56 | 0.0225 | 0.0268 | 17.44% | 0.0043
2023-04-05 06:57 | 0.0224 | 0.0268 | 17.89% | 0.0044
2023-04-05 06:58 | 0.0224 | 0.0267 | 17.52% | 0.0043
2023-04-05 06:59 | 0.0226 | 0.0269 | 17.37% | 0.0043
2023-04-05 07:00 | 0.0227 | 0.0267 | 16.19% | 0.004
2023-04-05 07:01 | 0.0225 | 0.0267 | 17.07% | 0.0042
2023-04-05 07:02 | 0.0225 | 0.0268 | 17.44% | 0.0043
2023-04-05 07:03 | 0.0225 | 0.0267 | 17.07% | 0.0042
2023-04-05 07:04 | 0.0224 | 0.0269 | 18.26% | 0.0045
2023-04-05 07:05 | 0.0225 | 0.0268 | 17.44% | 0.0043
2023-04-05 07:06 | 0.0225 | 0.0267 | 17.07% | 0.0042
2023-04-05 07:07 | 0.0226 | 0.0269 | 17.37% | 0.0043
2023-04-05 07:08 | 0.0229 | 0.0268 | 15.69% | 0.0039
2023-04-05 07:09 | 0.0229 | 0.027 | 16.43% | 0.0041
2023-04-05 07:10 | 0.0227 | 0.027 | 17.3% | 0.0043
2023-04-05 07:11 | 0.0231 | 0.0268 | 14.83% | 0.0037
2023-04-05 07:12 | 0.0231 | 0.0268 | 14.83% | 0.0037
2023-04-05 07:13 | 0.0231 | 0.027 | 15.57% | 0.0039
2023-04-05 07:14 | 0.023 | 0.0268 | 15.26% | 0.0038
2023-04-05 07:15 | 0.023 | 0.0269 | 15.63% | 0.0039
2023-04-05 07:16 | 0.023 | 0.0269 | 15.63% | 0.0039
2023-04-05 07:17 | 0.0229 | 0.0269 | 16.06% | 0.004
2023-04-05 07:18 | 0.0228 | 0.0271 | 17.23% | 0.0043
2023-04-05 07:19 | 0.023 | 0.0271 | 16.37% | 0.0041
2023-04-05 07:20 | 0.0229 | 0.0269 | 16.06% | 0.004
2023-04-05 07:21 | 0.023 | 0.0271 | 16.37% | 0.0041
2023-04-05 07:22 | 0.023 | 0.0271 | 16.37% | 0.0041
2023-04-05 07:23 | 0.023 | 0.0271 | 16.37% | 0.0041
2023-04-05 07:24 | 0.0231 | 0.0272 | 16.3% | 0.0041
2023-04-05 07:25 | 0.0231 | 0.027 | 15.57% | 0.0039
2023-04-05 07:26 | 0.023 | 0.0271 | 16.37% | 0.0041
2023-04-05 07:27 | 0.0231 | 0.0271 | 15.94% | 0.004
2023-04-05 07:28 | 0.023 | 0.0272 | 16.73% | 0.0042
2023-04-05 07:29 | 0.0231 | 0.0272 | 16.3% | 0.0041
2023-04-05 07:30 | 0.2179 | 0.2067 | -5.276% | -0.0112
2023-04-05 07:31 | 0.3745 | 0.353 | -5.911% | -0.0215
2023-04-05 07:32 | 0.5283 | 0.5232 | -0.97% | -0.0051
2023-04-05 07:33 | 0.5958 | 0.5892 | -1.114% | -0.0066
2023-04-05 07:34 | 0.5751 | 0.5693 | -1.014% | -0.0058
2023-04-05 07:35 | 0.568 | 0.5626 | -0.9552% | -0.0054
2023-04-05 07:36 | 0.6318 | 0.6239 | -1.258% | -0.0079
2023-04-05 07:37 | 0.6643 | 0.6553 | -1.364% | -0.009
2023-04-05 07:38 | 0.6916 | 0.6819 | -1.412% | -0.0097
2023-04-05 07:39 | 0.7306 | 0.7195 | -1.531% | -0.0111
2023-04-05 07:40 | 0.7526 | 0.7411 | -1.54% | -0.0115
2023-04-05 07:41 | 0.7635 | 0.7513 | -1.611% | -0.0122
2023-04-05 07:42 | 0.7712 | 0.7589 | -1.608% | -0.0123
2023-04-05 07:43 | 0.7802 | 0.7676 | -1.628% | -0.0126
2023-04-05 07:44 | 0.7624 | 0.7504 | -1.586% | -0.012
2023-04-05 07:45 | 0.7553 | 0.7432 | -1.615% | -0.0121
2023-04-05 07:46 | 0.7359 | 0.7245 | -1.561% | -0.0114
2023-04-05 07:47 | 0.7293 | 0.7185 | -1.492% | -0.0108
2023-04-05 07:48 | 0.7226 | 0.7116 | -1.534% | -0.011
2023-04-05 07:49 | 0.7122 | 0.7014 | -1.528% | -0.0108
2023-04-05 07:50 | 0.7047 | 0.6943 | -1.487% | -0.0104
2023-04-05 07:51 | 0.6982 | 0.6882 | -1.443% | -0.01
2023-04-05 07:52 | 0.692 | 0.682 | -1.456% | -0.01
2023-04-05 07:53 | 0.6867 | 0.6769 | -1.437% | -0.0098
2023-04-05 07:54 | 0.6827 | 0.6729 | -1.446% | -0.0098
2023-04-05 07:55 | 0.6819 | 0.6722 | -1.433% | -0.0097
2023-04-05 07:56 | 0.6815 | 0.6718 | -1.434% | -0.0097
2023-04-05 07:57 | 0.6807 | 0.6712 | -1.405% | -0.0095
2023-04-05 07:58 | 0.6808 | 0.6711 | -1.435% | -0.0097
2023-04-05 07:59 | 0.6801 | 0.6702 | -1.466% | -0.0099
2023-04-05 08:00 | 0.6817 | 0.6715 | -1.508% | -0.0102
2023-04-05 08:01 | 0.685 | 0.6748 | -1.5% | -0.0102
2023-04-05 08:02 | 0.686 | 0.676 | -1.468% | -0.01
2023-04-05 08:03 | 0.6864 | 0.6763 | -1.482% | -0.0101
2023-04-05 08:04 | 0.6931 | 0.6827 | -1.512% | -0.0104
2023-04-05 08:05 | 0.6616 | 0.6524 | -1.4% | -0.0092
2023-04-05 08:06 | 0.6458 | 0.6373 | -1.325% | -0.0085
2023-04-05 08:07 | 0.644 | 0.6355 | -1.329% | -0.0085
2023-04-05 08:08 | 0.5759 | 0.57 | -1.03% | -0.0059
2023-04-05 08:09 | 0.5722 | 0.5664 | -1.019% | -0.0058
2023-04-05 08:10 | 0.5664 | 0.5611 | -0.9401% | -0.0053
2023-04-05 08:11 | 0.5616 | 0.5562 | -0.9662% | -0.0054
2023-04-05 08:12 | 0.562 | 0.5565 | -0.9835% | -0.0055
2023-04-05 08:13 | 0.5649 | 0.5593 | -0.9963% | -0.0056
2023-04-05 08:14 | 0.5818 | 0.5759 | -1.019% | -0.0059
2023-04-05 08:15 | 0.5795 | 0.5737 | -1.006% | -0.0058
2023-04-05 08:16 | 0.573 | 0.5673 | -0.9997% | -0.0057
2023-04-05 08:17 | 0.5652 | 0.5597 | -0.9779% | -0.0055
2023-04-05 08:18 | 0.5662 | 0.5606 | -0.994% | -0.0056
2023-04-05 08:19 | 0.5643 | 0.5586 | -1.015% | -0.0057
2023-04-05 08:20 | 0.5616 | 0.5559 | -1.02% | -0.0057
2023-04-05 08:21 | 0.6267 | 0.6189 | -1.252% | -0.0078
2023-04-05 08:22 | 0.6284 | 0.6205 | -1.265% | -0.0079
2023-04-05 08:23 | 0.6245 | 0.6167 | -1.257% | -0.0078
2023-04-05 08:24 | 0.6176 | 0.61 | -1.238% | -0.0076
2023-04-05 08:25 | 0.6592 | 0.6501 | -1.39% | -0.0091
2023-04-05 08:26 | 0.6766 | 0.6668 | -1.459% | -0.0098
2023-04-05 08:27 | 0.6761 | 0.6661 | -1.49% | -0.01
2023-04-05 08:28 | 0.6713 | 0.6615 | -1.471% | -0.0098
2023-04-05 08:29 | 0.6703 | 0.6605 | -1.473% | -0.0098
2023-04-05 08:30 | 0.7163 | 0.7051 | -1.576% | -0.0112
2023-04-05 08:31 | 0.7399 | 0.7276 | -1.676% | -0.0123
2023-04-05 08:32 | 0.7411 | 0.7288 | -1.674% | -0.0123
2023-04-05 08:33 | 0.742 | 0.7297 | -1.672% | -0.0123
2023-04-05 08:34 | 0.7435 | 0.7312 | -1.668% | -0.0123
2023-04-05 08:35 | 0.7445 | 0.7323 | -1.652% | -0.0122
2023-04-05 08:36 | 0.7494 | 0.7371 | -1.655% | -0.0123
2023-04-05 08:37 | 0.7606 | 0.7478 | -1.697% | -0.0128
2023-04-05 08:38 | 0.7635 | 0.7506 | -1.704% | -0.0129
2023-04-05 08:39 | 0.7709 | 0.7579 | -1.701% | -0.013
2023-04-05 08:40 | 0.7238 | 0.7123 | -1.602% | -0.0115
2023-04-05 08:41 | 0.697 | 0.6865 | -1.518% | -0.0105
2023-04-05 08:42 | 0.6558 | 0.6471 | -1.335% | -0.0087
2023-04-05 08:43 | 0.6555 | 0.6468 | -1.336% | -0.0087
2023-04-05 08:44 | 0.6563 | 0.6474 | -1.365% | -0.0089
2023-04-05 08:45 | 0.6541 | 0.6453 | -1.354% | -0.0088
2023-04-05 08:46 | 0.6582 | 0.6497 | -1.3% | -0.0085
2023-04-05 08:47 | 0.6621 | 0.653 | -1.384% | -0.0091
2023-04-05 08:48 | 0.6632 | 0.6544 | -1.336% | -0.0088
2023-04-05 08:49 | 0.6582 | 0.6494 | -1.346% | -0.0088
2023-04-05 08:50 | 0.6483 | 0.6399 | -1.304% | -0.0084
2023-04-05 08:51 | 0.6422 | 0.6341 | -1.269% | -0.0081
2023-04-05 08:52 | 0.6333 | 0.6257 | -1.207% | -0.0076
2023-04-05 08:53 | 0.6266 | 0.6189 | -1.236% | -0.0077
2023-04-05 08:54 | 0.6442 | 0.636 | -1.281% | -0.0082
2023-04-05 08:55 | 0.6877 | 0.6776 | -1.48% | -0.0101
2023-04-05 08:56 | 0.691 | 0.681 | -1.458% | -0.01
2023-04-05 08:57 | 0.6906 | 0.6803 | -1.503% | -0.0103
2023-04-05 08:58 | 0.6842 | 0.6745 | -1.428% | -0.0097
2023-04-05 08:59 | 0.6785 | 0.6689 | -1.425% | -0.0096
2023-04-05 09:00 | 0.6754 | 0.666 | -1.402% | -0.0094
2023-04-05 09:01 | 0.7004 | 0.69 | -1.496% | -0.0104
2023-04-05 09:02 | 0.7445 | 0.7326 | -1.611% | -0.0119
2023-04-05 09:03 | 0.746 | 0.7341 | -1.608% | -0.0119
2023-04-05 09:04 | 0.7474 | 0.7353 | -1.632% | -0.0121
2023-04-05 09:05 | 0.7484 | 0.7363 | -1.63% | -0.0121
2023-04-05 09:06 | 0.7533 | 0.741 | -1.646% | -0.0123
2023-04-05 09:07 | 0.7637 | 0.7511 | -1.664% | -0.0126
2023-04-05 09:08 | 0.7672 | 0.7547 | -1.643% | -0.0125
2023-04-05 09:09 | 0.7731 | 0.7602 | -1.683% | -0.0129
2023-04-05 09:10 | 0.7469 | 0.7349 | -1.62% | -0.012
2023-04-05 09:11 | 0.7261 | 0.7148 | -1.568% | -0.0113
2023-04-05 09:12 | 0.681 | 0.6711 | -1.464% | -0.0099
2023-04-05 09:13 | 0.6626 | 0.6533 | -1.413% | -0.0093
2023-04-05 09:14 | 0.6115 | 0.6039 | -1.251% | -0.0076
2023-04-05 09:15 | 0.5845 | 0.5776 | -1.188% | -0.0069
2023-04-05 09:16 | 0.5821 | 0.5756 | -1.123% | -0.0065
2023-04-05 09:17 | 0.5739 | 0.5676 | -1.104% | -0.0063
2023-04-05 09:18 | 0.5742 | 0.5678 | -1.121% | -0.0064
2023-04-05 09:19 | 0.5775 | 0.5709 | -1.149% | -0.0066
2023-04-05 09:20 | 0.5779 | 0.5715 | -1.114% | -0.0064
2023-04-05 09:21 | 0.5756 | 0.5689 | -1.171% | -0.0067
2023-04-05 09:22 | 0.2066 | 0.2062 | -0.1938% | -0.0004
2023-04-05 09:23 | 0.0099 | 0.0129 | 26.32% | 0.003
2023-04-05 09:24 | 0.0097 | 0.01 | 3.046% | 0.0003
2023-04-05 09:25 | 0.0087 | 0.0089 | 2.273% | 0.0002
2023-04-05 09:26 | 0.0082 | 0.0092 | 11.49% | 0.001
2023-04-05 09:27 | 0.0066 | 0.01 | 40.96% | 0.0034
2023-04-05 09:28 | 0.0065 | 0.01 | 42.42% | 0.0035
2023-04-05 09:29 | 0.0156 | 0.0193 | 21.2% | 0.0037
2023-04-05 09:30 | 0.0229 | 0.0267 | 15.32% | 0.0038
2023-04-05 09:31 | 0.0232 | 0.0267 | 14.03% | 0.0035
2023-04-05 09:32 | 0.023 | 0.0269 | 15.63% | 0.0039
2023-04-05 09:33 | 0.0229 | 0.0267 | 15.32% | 0.0038
2023-04-05 09:34 | 0.0231 | 0.0266 | 14.08% | 0.0035
2023-04-05 09:35 | 0.0229 | 0.0267 | 15.32% | 0.0038
2023-04-05 09:36 | 0.0228 | 0.0267 | 15.76% | 0.0039
2023-04-05 09:37 | 0.0229 | 0.0267 | 15.32% | 0.0038
2023-04-05 09:38 | 0.0229 | 0.0268 | 15.69% | 0.0039
2023-04-05 09:39 | 0.0229 | 0.0267 | 15.32% | 0.0038
2023-04-05 09:40 | 0.0229 | 0.0268 | 15.69% | 0.0039
2023-04-05 09:41 | 0.0229 | 0.0267 | 15.32% | 0.0038
2023-04-05 09:42 | 0.0229 | 0.0267 | 15.32% | 0.0038
2023-04-05 09:43 | 0.0231 | 0.0268 | 14.83% | 0.0037
2023-04-05 09:44 | 0.0231 | 0.0268 | 14.83% | 0.0037
2023-04-05 09:45 | 0.0229 | 0.027 | 16.43% | 0.0041
2023-04-05 09:46 | 0.0227 | 0.0269 | 16.94% | 0.0042
2023-04-05 09:47 | 0.0229 | 0.0269 | 16.06% | 0.004
2023-04-05 09:48 | 0.0229 | 0.027 | 16.43% | 0.0041
2023-04-05 09:49 | 0.023 | 0.0267 | 14.89% | 0.0037
2023-04-05 09:50 | 0.0231 | 0.0269 | 15.2% | 0.0038
2023-04-05 09:51 | 0.0229 | 0.0269 | 16.06% | 0.004
2023-04-05 09:52 | 0.0228 | 0.0269 | 16.5% | 0.0041
2023-04-05 09:53 | 0.0228 | 0.0269 | 16.5% | 0.0041
2023-04-05 09:54 | 0.0229 | 0.0269 | 16.06% | 0.004
2023-04-05 09:55 | 0.0229 | 0.0269 | 16.06% | 0.004
2023-04-05 09:56 | 0.0228 | 0.027 | 16.87% | 0.0042
2023-04-05 09:57 | 0.0229 | 0.0271 | 16.8% | 0.0042
2023-04-05 09:58 | 0.023 | 0.0272 | 16.73% | 0.0042
2023-04-05 09:59 | 0.0229 | 0.027 | 16.43% | 0.0041
2023-04-05 10:00 | 0.0228 | 0.0266 | 15.38% | 0.0038
2023-04-05 10:01 | 0.023 | 0.0269 | 15.63% | 0.0039
2023-04-05 10:02 | 0.0228 | 0.0269 | 16.5% | 0.0041
2023-04-05 10:03 | 0.0228 | 0.0268 | 16.13% | 0.004
2023-04-05 10:04 | 0.0228 | 0.0269 | 16.5% | 0.0041
2023-04-05 10:05 | 0.0228 | 0.027 | 16.87% | 0.0042
2023-04-05 10:06 | 0.023 | 0.0269 | 15.63% | 0.0039
2023-04-05 10:07 | 0.0229 | 0.0268 | 15.69% | 0.0039
2023-04-05 10:08 | 0.0229 | 0.0269 | 16.06% | 0.004
2023-04-05 10:09 | 0.0231 | 0.027 | 15.57% | 0.0039
2023-04-05 10:10 | 0.0229 | 0.0267 | 15.32% | 0.0038
2023-04-05 10:11 | 0.023 | 0.0269 | 15.63% | 0.0039
2023-04-05 10:12 | 0.0229 | 0.0269 | 16.06% | 0.004
2023-04-05 10:13 | 0.0229 | 0.027 | 16.43% | 0.0041
2023-04-05 10:14 | 0.0228 | 0.0268 | 16.13% | 0.004
2023-04-05 10:15 | 0.0229 | 0.0268 | 15.69% | 0.0039
2023-04-05 10:16 | 0.0231 | 0.0269 | 15.2% | 0.0038
2023-04-05 10:17 | 0.023 | 0.0266 | 14.52% | 0.0036
2023-04-05 10:18 | 0.023 | 0.0269 | 15.63% | 0.0039
2023-04-05 10:19 | 0.023 | 0.027 | 16% | 0.004
2023-04-05 10:20 | 0.0231 | 0.0269 | 15.2% | 0.0038
2023-04-05 10:21 | 0.0233 | 0.0267 | 13.6% | 0.0034
2023-04-05 10:22 | 0.0232 | 0.0266 | 13.65% | 0.0034
2023-04-05 10:23 | 0.0229 | 0.0266 | 14.95% | 0.0037
2023-04-05 10:24 | 0.0231 | 0.0265 | 13.71% | 0.0034
2023-04-05 10:25 | 0.0231 | 0.0266 | 14.08% | 0.0035
2023-04-05 10:26 | 0.0229 | 0.0266 | 14.95% | 0.0037
2023-04-05 10:27 | 0.023 | 0.0265 | 14.14% | 0.0035
2023-04-05 10:28 | 0.023 | 0.0266 | 14.52% | 0.0036
2023-04-05 10:29 | 0.023 | 0.0265 | 14.14% | 0.0035
2023-04-05 10:30 | 0.0231 | 0.0266 | 14.08% | 0.0035
2023-04-05 10:31 | 0.0229 | 0.0266 | 14.95% | 0.0037
2023-04-05 10:32 | 0.0228 | 0.0268 | 16.13% | 0.004
2023-04-05 10:33 | 0.023 | 0.0267 | 14.89% | 0.0037
2023-04-05 10:34 | 0.0229 | 0.0268 | 15.69% | 0.0039
2023-04-05 10:35 | 0.023 | 0.0268 | 15.26% | 0.0038
2023-04-05 10:36 | 0.0228 | 0.0266 | 15.38% | 0.0038
2023-04-05 10:37 | 0.0228 | 0.0266 | 15.38% | 0.0038
2023-04-05 10:38 | 0.0228 | 0.0267 | 15.76% | 0.0039
2023-04-05 10:39 | 0.0229 | 0.0266 | 14.95% | 0.0037
2023-04-05 10:40 | 0.0228 | 0.0265 | 15.01% | 0.0037
2023-04-05 10:41 | 0.0229 | 0.0265 | 14.57% | 0.0036
2023-04-05 10:42 | 0.0229 | 0.0269 | 16.06% | 0.004
2023-04-05 10:43 | 0.023 | 0.0267 | 14.89% | 0.0037
2023-04-05 10:44 | 0.0231 | 0.0268 | 14.83% | 0.0037
2023-04-05 10:45 | 0.0229 | 0.0268 | 15.69% | 0.0039
2023-04-05 10:46 | 0.0229 | 0.0269 | 16.06% | 0.004
2023-04-05 10:47 | 0.0228 | 0.0269 | 16.5% | 0.0041
2023-04-05 10:48 | 0.0229 | 0.0268 | 15.69% | 0.0039
2023-04-05 10:49 | 0.0228 | 0.0268 | 16.13% | 0.004
2023-04-05 10:50 | 0.0227 | 0.0271 | 17.67% | 0.0044
2023-04-05 10:51 | 0.0228 | 0.0269 | 16.5% | 0.0041
2023-04-05 10:52 | 0.0228 | 0.027 | 16.87% | 0.0042
2023-04-05 10:53 | 0.023 | 0.027 | 16% | 0.004
2023-04-05 10:54 | 0.0229 | 0.0268 | 15.69% | 0.0039
2023-04-05 10:55 | 0.0231 | 0.0269 | 15.2% | 0.0038
2023-04-05 10:56 | 0.0229 | 0.0268 | 15.69% | 0.0039
2023-04-05 10:57 | 0.0228 | 0.0271 | 17.23% | 0.0043
2023-04-05 10:58 | 0.0228 | 0.027 | 16.87% | 0.0042
2023-04-05 10:59 | 0.0229 | 0.0269 | 16.06% | 0.004
2023-04-05 11:00 | 0.0229 | 0.0267 | 15.32% | 0.0038
2023-04-05 11:01 | 0.023 | 0.027 | 16% | 0.004
2023-04-05 11:02 | 0.0229 | 0.0268 | 15.69% | 0.0039
2023-04-05 11:03 | 0.0229 | 0.0268 | 15.69% | 0.0039
2023-04-05 11:04 | 0.0231 | 0.0268 | 14.83% | 0.0037
2023-04-05 11:05 | 0.0227 | 0.0268 | 16.57% | 0.0041
2023-04-05 11:06 | 0.0227 | 0.0267 | 16.19% | 0.004
2023-04-05 11:07 | 0.0227 | 0.0269 | 16.94% | 0.0042
2023-04-05 11:08 | 0.0228 | 0.0268 | 16.13% | 0.004
2023-04-05 11:09 | 0.0228 | 0.0268 | 16.13% | 0.004
2023-04-05 11:10 | 0.0231 | 0.0268 | 14.83% | 0.0037
2023-04-05 11:11 | 0.0229 | 0.0268 | 15.69% | 0.0039
2023-04-05 11:12 | 0.0228 | 0.0267 | 15.76% | 0.0039
2023-04-05 11:13 | 0.0228 | 0.0268 | 16.13% | 0.004
2023-04-05 11:14 | 0.0229 | 0.0268 | 15.69% | 0.0039
2023-04-05 11:15 | 0.023 | 0.0268 | 15.26% | 0.0038
2023-04-05 11:16 | 0.023 | 0.027 | 16% | 0.004
2023-04-05 11:17 | 0.023 | 0.0273 | 17.1% | 0.0043
2023-04-05 11:18 | 0.0232 | 0.0271 | 15.51% | 0.0039
2023-04-05 11:19 | 0.023 | 0.0269 | 15.63% | 0.0039
2023-04-05 11:20 | 0.0231 | 0.0268 | 14.83% | 0.0037
2023-04-05 11:21 | 0.023 | 0.0269 | 15.63% | 0.0039
2023-04-05 11:22 | 0.0231 | 0.0269 | 15.2% | 0.0038
2023-04-05 11:23 | 0.0231 | 0.0269 | 15.2% | 0.0038
2023-04-05 11:24 | 0.0232 | 0.0269 | 14.77% | 0.0037
2023-04-05 11:25 | 0.0232 | 0.0269 | 14.77% | 0.0037
2023-04-05 11:26 | 0.023 | 0.0269 | 15.63% | 0.0039
2023-04-05 11:27 | 0.0232 | 0.0269 | 14.77% | 0.0037
2023-04-05 11:28 | 0.0232 | 0.0266 | 13.65% | 0.0034
2023-04-05 11:29 | 0.0231 | 0.0267 | 14.46% | 0.0036
2023-04-05 11:30 | 0.023 | 0.0267 | 14.89% | 0.0037
2023-04-05 11:31 | 0.0232 | 0.0267 | 14.03% | 0.0035
2023-04-05 11:32 | 0.0231 | 0.0269 | 15.2% | 0.0038
2023-04-05 11:33 | 0.0232 | 0.0268 | 14.4% | 0.0036
2023-04-05 11:34 | 0.0232 | 0.0269 | 14.77% | 0.0037
2023-04-05 11:35 | 0.0232 | 0.0268 | 14.4% | 0.0036
2023-04-05 11:36 | 0.0231 | 0.0268 | 14.83% | 0.0037
2023-04-05 11:37 | 0.0232 | 0.0269 | 14.77% | 0.0037
2023-04-05 11:38 | 0.0231 | 0.0269 | 15.2% | 0.0038
2023-04-05 11:39 | 0.0229 | 0.027 | 16.43% | 0.0041
2023-04-05 11:40 | 0.0231 | 0.0269 | 15.2% | 0.0038
2023-04-05 11:41 | 0.0231 | 0.027 | 15.57% | 0.0039
2023-04-05 11:42 | 0.023 | 0.0271 | 16.37% | 0.0041
2023-04-05 11:43 | 0.0229 | 0.0269 | 16.06% | 0.004
2023-04-05 11:44 | 0.0229 | 0.0268 | 15.69% | 0.0039
2023-04-05 11:45 | 0.0231 | 0.0269 | 15.2% | 0.0038
2023-04-05 11:46 | 0.0232 | 0.027 | 15.14% | 0.0038
2023-04-05 11:47 | 0.0231 | 0.0269 | 15.2% | 0.0038
2023-04-05 11:48 | 0.023 | 0.0268 | 15.26% | 0.0038
2023-04-05 11:49 | 0.0229 | 0.0268 | 15.69% | 0.0039
2023-04-05 11:50 | 0.0229 | 0.0268 | 15.69% | 0.0039
2023-04-05 11:51 | 0.0229 | 0.027 | 16.43% | 0.0041
2023-04-05 11:52 | 0.023 | 0.0268 | 15.26% | 0.0038
2023-04-05 11:53 | 0.0229 | 0.0271 | 16.8% | 0.0042
2023-04-05 11:54 | 0.023 | 0.0268 | 15.26% | 0.0038
2023-04-05 11:55 | 0.0231 | 0.0267 | 14.46% | 0.0036
2023-04-05 11:56 | 0.0229 | 0.0268 | 15.69% | 0.0039
2023-04-05 11:57 | 0.023 | 0.0269 | 15.63% | 0.0039
2023-04-05 11:58 | 0.023 | 0.0268 | 15.26% | 0.0038
2023-04-05 11:59 | 0.023 | 0.0268 | 15.26% | 0.0038
2023-04-05 12:00 | 0.0232 | 0.0268 | 14.4% | 0.0036
2023-04-05 12:01 | 0.0231 | 0.0268 | 14.83% | 0.0037
2023-04-05 12:02 | 0.0231 | 0.027 | 15.57% | 0.0039
2023-04-05 12:03 | 0.0232 | 0.0267 | 14.03% | 0.0035
2023-04-05 12:04 | 0.023 | 0.0271 | 16.37% | 0.0041
2023-04-05 12:05 | 0.0228 | 0.0269 | 16.5% | 0.0041
2023-04-05 12:06 | 0.023 | 0.0267 | 14.89% | 0.0037
2023-04-05 12:07 | 0.0229 | 0.0269 | 16.06% | 0.004
2023-04-05 12:08 | 0.0231 | 0.0268 | 14.83% | 0.0037
2023-04-05 12:09 | 0.0231 | 0.0269 | 15.2% | 0.0038
2023-04-05 12:10 | 0.023 | 0.0268 | 15.26% | 0.0038
2023-04-05 12:11 | 0.023 | 0.0267 | 14.89% | 0.0037
2023-04-05 12:12 | 0.0229 | 0.027 | 16.43% | 0.0041
2023-04-05 12:13 | 0.0229 | 0.0269 | 16.06% | 0.004
2023-04-05 12:14 | 0.0228 | 0.0268 | 16.13% | 0.004
2023-04-05 12:15 | 0.0228 | 0.0268 | 16.13% | 0.004
2023-04-05 12:16 | 0.0227 | 0.0267 | 16.19% | 0.004
2023-04-05 12:17 | 0.0228 | 0.0266 | 15.38% | 0.0038
2023-04-05 12:18 | 0.0228 | 0.0265 | 15.01% | 0.0037
2023-04-05 12:19 | 0.0228 | 0.0268 | 16.13% | 0.004
2023-04-05 12:20 | 0.023 | 0.0267 | 14.89% | 0.0037
2023-04-05 12:21 | 0.0229 | 0.0269 | 16.06% | 0.004
2023-04-05 12:22 | 0.0232 | 0.0268 | 14.4% | 0.0036
2023-04-05 12:23 | 0.023 | 0.0271 | 16.37% | 0.0041
2023-04-05 12:24 | 0.0232 | 0.0268 | 14.4% | 0.0036
2023-04-05 12:25 | 0.0232 | 0.0269 | 14.77% | 0.0037
2023-04-05 12:26 | 0.0233 | 0.027 | 14.71% | 0.0037
2023-04-05 12:27 | 0.0232 | 0.0269 | 14.77% | 0.0037
2023-04-05 12:28 | 0.0233 | 0.0269 | 14.34% | 0.0036
2023-04-05 12:29 | 0.0231 | 0.0268 | 14.83% | 0.0037
2023-04-05 12:30 | 0.0231 | 0.0269 | 15.2% | 0.0038
2023-04-05 12:31 | 0.0232 | 0.0269 | 14.77% | 0.0037
2023-04-05 12:32 | 0.0232 | 0.0268 | 14.4% | 0.0036
2023-04-05 12:33 | 0.023 | 0.0267 | 14.89% | 0.0037
2023-04-05 12:34 | 0.0231 | 0.0269 | 15.2% | 0.0038
2023-04-05 12:35 | 0.023 | 0.0269 | 15.63% | 0.0039
2023-04-05 12:36 | 0.023 | 0.0269 | 15.63% | 0.0039
2023-04-05 12:37 | 0.0231 | 0.0268 | 14.83% | 0.0037
2023-04-05 12:38 | 0.0231 | 0.027 | 15.57% | 0.0039
2023-04-05 12:39 | 0.023 | 0.027 | 16% | 0.004
2023-04-05 12:40 | 0.0229 | 0.0267 | 15.32% | 0.0038
2023-04-05 12:41 | 0.0228 | 0.0267 | 15.76% | 0.0039
2023-04-05 12:42 | 0.023 | 0.0266 | 14.52% | 0.0036
2023-04-05 12:43 | 0.0228 | 0.0265 | 15.01% | 0.0037
2023-04-05 12:44 | 0.0226 | 0.0266 | 16.26% | 0.004
2023-04-05 12:45 | 0.0226 | 0.0266 | 16.26% | 0.004
2023-04-05 12:46 | 0.0228 | 0.0267 | 15.76% | 0.0039
2023-04-05 12:47 | 0.0226 | 0.0268 | 17% | 0.0042
2023-04-05 12:48 | 0.0229 | 0.0267 | 15.32% | 0.0038
2023-04-05 12:49 | 0.0229 | 0.0266 | 14.95% | 0.0037
2023-04-05 12:50 | 0.023 | 0.0267 | 14.89% | 0.0037
2023-04-05 12:51 | 0.023 | 0.0268 | 15.26% | 0.0038
2023-04-05 12:52 | 0.0229 | 0.0267 | 15.32% | 0.0038
2023-04-05 12:53 | 0.023 | 0.0265 | 14.14% | 0.0035
2023-04-05 12:54 | 0.0228 | 0.0266 | 15.38% | 0.0038
2023-04-05 12:55 | 0.023 | 0.0267 | 14.89% | 0.0037
2023-04-05 12:56 | 0.0231 | 0.0268 | 14.83% | 0.0037
2023-04-05 12:57 | 0.0229 | 0.0268 | 15.69% | 0.0039
2023-04-05 12:58 | 0.024 | 0.0261 | 8.383% | 0.0021
2023-04-05 12:59 | 0.0249 | 0.0257 | 3.162% | 0.0008
2023-04-05 13:00 | 0.025 | 0.0258 | 3.15% | 0.0008
2023-04-05 13:01 | 0.0251 | 0.0258 | 2.75% | 0.0007
2023-04-05 13:02 | 0.0231 | 0.0267 | 14.46% | 0.0036
2023-04-05 13:03 | 0.0231 | 0.0269 | 15.2% | 0.0038
2023-04-05 13:04 | 0.0231 | 0.0267 | 14.46% | 0.0036
2023-04-05 13:05 | 0.0232 | 0.0268 | 14.4% | 0.0036
2023-04-05 13:06 | 0.0232 | 0.0267 | 14.03% | 0.0035
2023-04-05 13:07 | 0.0234 | 0.0269 | 13.92% | 0.0035
2023-04-05 13:08 | 0.0232 | 0.0268 | 14.4% | 0.0036
2023-04-05 13:09 | 0.0231 | 0.0268 | 14.83% | 0.0037
2023-04-05 13:10 | 0.0233 | 0.0268 | 13.97% | 0.0035
2023-04-05 13:11 | 0.0232 | 0.0268 | 14.4% | 0.0036
2023-04-05 13:12 | 0.0233 | 0.0267 | 13.6% | 0.0034
2023-04-05 13:13 | 0.0233 | 0.0268 | 13.97% | 0.0035
2023-04-05 13:14 | 0.0231 | 0.0268 | 14.83% | 0.0037
2023-04-05 13:15 | 0.0231 | 0.0268 | 14.83% | 0.0037
2023-04-05 13:16 | 0.0229 | 0.027 | 16.43% | 0.0041
2023-04-05 13:17 | 0.023 | 0.027 | 16% | 0.004
2023-04-05 13:18 | 0.0229 | 0.027 | 16.43% | 0.0041
2023-04-05 13:19 | 0.023 | 0.0269 | 15.63% | 0.0039
2023-04-05 13:20 | 0.0232 | 0.0268 | 14.4% | 0.0036
2023-04-05 13:21 | 0.023 | 0.0269 | 15.63% | 0.0039
2023-04-05 13:22 | 0.023 | 0.027 | 16% | 0.004
2023-04-05 13:23 | 0.0232 | 0.027 | 15.14% | 0.0038
2023-04-05 13:24 | 0.023 | 0.027 | 16% | 0.004
2023-04-05 13:25 | 0.023 | 0.0271 | 16.37% | 0.0041
2023-04-05 13:26 | 0.023 | 0.0269 | 15.63% | 0.0039
2023-04-05 13:27 | 0.0231 | 0.0269 | 15.2% | 0.0038
2023-04-05 13:28 | 0.023 | 0.0268 | 15.26% | 0.0038
2023-04-05 13:29 | 0.023 | 0.0269 | 15.63% | 0.0039
2023-04-05 13:30 | 0.0232 | 0.0269 | 14.77% | 0.0037
2023-04-05 13:31 | 0.0231 | 0.0271 | 15.94% | 0.004
2023-04-05 13:32 | 0.0231 | 0.027 | 15.57% | 0.0039
2023-04-05 13:33 | 0.0233 | 0.027 | 14.71% | 0.0037
2023-04-05 13:34 | 0.0232 | 0.027 | 15.14% | 0.0038
2023-04-05 13:35 | 0.0231 | 0.0269 | 15.2% | 0.0038
2023-04-05 13:36 | 0.0233 | 0.0269 | 14.34% | 0.0036
2023-04-05 13:37 | 0.0233 | 0.0268 | 13.97% | 0.0035
2023-04-05 13:38 | 0.0233 | 0.0269 | 14.34% | 0.0036
2023-04-05 13:39 | 0.0231 | 0.0269 | 15.2% | 0.0038
2023-04-05 13:40 | 0.0231 | 0.027 | 15.57% | 0.0039
2023-04-05 13:41 | 0.023 | 0.0269 | 15.63% | 0.0039
2023-04-05 13:42 | 0.023 | 0.0268 | 15.26% | 0.0038
2023-04-05 13:43 | 0.0229 | 0.0268 | 15.69% | 0.0039
2023-04-05 13:44 | 0.023 | 0.0268 | 15.26% | 0.0038
2023-04-05 13:45 | 0.0229 | 0.0267 | 15.32% | 0.0038
2023-04-05 13:46 | 0.0229 | 0.0267 | 15.32% | 0.0038
2023-04-05 13:47 | 0.0229 | 0.0268 | 15.69% | 0.0039
2023-04-05 13:48 | 0.0229 | 0.0269 | 16.06% | 0.004
2023-04-05 13:49 | 0.0231 | 0.0269 | 15.2% | 0.0038
2023-04-05 13:50 | 0.0228 | 0.027 | 16.87% | 0.0042
2023-04-05 13:51 | 0.0231 | 0.027 | 15.57% | 0.0039
2023-04-05 13:52 | 0.023 | 0.027 | 16% | 0.004
2023-04-05 13:53 | 0.023 | 0.0269 | 15.63% | 0.0039
2023-04-05 13:54 | 0.0231 | 0.0268 | 14.83% | 0.0037
2023-04-05 13:55 | 0.0231 | 0.0268 | 14.83% | 0.0037
2023-04-05 13:56 | 0.023 | 0.0269 | 15.63% | 0.0039
2023-04-05 13:57 | 0.023 | 0.0269 | 15.63% | 0.0039
2023-04-05 13:58 | 0.023 | 0.0269 | 15.63% | 0.0039
2023-04-05 13:59 | 0.0231 | 0.0268 | 14.83% | 0.0037
2023-04-05 14:00 | 0.0231 | 0.0267 | 14.46% | 0.0036
2023-04-05 14:01 | 0.0229 | 0.0267 | 15.32% | 0.0038
2023-04-05 14:02 | 0.0229 | 0.0268 | 15.69% | 0.0039
2023-04-05 14:03 | 0.0231 | 0.0268 | 14.83% | 0.0037
2023-04-05 14:04 | 0.0231 | 0.0271 | 15.94% | 0.004
2023-04-05 14:05 | 0.0232 | 0.0268 | 14.4% | 0.0036
2023-04-05 14:06 | 0.023 | 0.0268 | 15.26% | 0.0038
2023-04-05 14:07 | 0.0233 | 0.0268 | 13.97% | 0.0035
2023-04-05 14:08 | 0.0232 | 0.0267 | 14.03% | 0.0035
2023-04-05 14:09 | 0.0232 | 0.0268 | 14.4% | 0.0036
2023-04-05 14:10 | 0.0233 | 0.0269 | 14.34% | 0.0036
2023-04-05 14:11 | 0.0233 | 0.0268 | 13.97% | 0.0035
2023-04-05 14:12 | 0.0232 | 0.0268 | 14.4% | 0.0036
2023-04-05 14:13 | 0.0232 | 0.0269 | 14.77% | 0.0037
2023-04-05 14:14 | 0.0231 | 0.0267 | 14.46% | 0.0036
2023-04-05 14:15 | 0.0231 | 0.0268 | 14.83% | 0.0037
2023-04-05 14:16 | 0.0232 | 0.0268 | 14.4% | 0.0036
2023-04-05 14:17 | 0.0233 | 0.0267 | 13.6% | 0.0034
2023-04-05 14:18 | 0.0232 | 0.0269 | 14.77% | 0.0037
2023-04-05 14:19 | 0.023 | 0.0267 | 14.89% | 0.0037
2023-04-05 14:20 | 0.0232 | 0.0268 | 14.4% | 0.0036
2023-04-05 14:21 | 0.0233 | 0.0268 | 13.97% | 0.0035
2023-04-05 14:22 | 0.0232 | 0.0268 | 14.4% | 0.0036
2023-04-05 14:23 | 0.023 | 0.0268 | 15.26% | 0.0038
2023-04-05 14:24 | 0.0231 | 0.0269 | 15.2% | 0.0038
2023-04-05 14:25 | 0.0231 | 0.0266 | 14.08% | 0.0035
2023-04-05 14:26 | 0.0226 | 0.0268 | 17% | 0.0042
2023-04-05 14:27 | 0.0227 | 0.0267 | 16.19% | 0.004
2023-04-05 14:28 | 0.0227 | 0.0266 | 15.82% | 0.0039
2023-04-05 14:29 | 0.0228 | 0.0265 | 15.01% | 0.0037
2023-04-05 14:30 | 0.0227 | 0.0267 | 16.19% | 0.004
2023-04-05 14:31 | 0.0227 | 0.0266 | 15.82% | 0.0039
2023-04-05 14:32 | 0.0228 | 0.0265 | 15.01% | 0.0037
2023-04-05 14:33 | 0.0226 | 0.0266 | 16.26% | 0.004
2023-04-05 14:34 | 0.0226 | 0.0266 | 16.26% | 0.004
2023-04-05 14:35 | 0.0226 | 0.0266 | 16.26% | 0.004
2023-04-05 14:36 | 0.2062 | 0.197 | -4.563% | -0.0092
2023-04-05 14:37 | 0.3641 | 0.3454 | -5.271% | -0.0187
2023-04-05 14:38 | 0.5665 | 0.5595 | -1.243% | -0.007
2023-04-05 14:39 | 0.6165 | 0.6088 | -1.257% | -0.0077
2023-04-05 14:40 | 0.6182 | 0.6104 | -1.27% | -0.0078
2023-04-05 14:41 | 0.6337 | 0.6254 | -1.318% | -0.0083
2023-04-05 14:42 | 0.7269 | 0.7156 | -1.567% | -0.0113
2023-04-05 14:43 | 0.9289 | 0.9123 | -1.803% | -0.0166
2023-04-05 14:44 | 1.0708 | 1.0502 | -1.942% | -0.0206
2023-04-05 14:45 | 1.1075 | 1.0861 | -1.951% | -0.0214
2023-04-05 14:46 | 1.1349 | 1.1129 | -1.957% | -0.022
2023-04-05 14:47 | 1.0668 | 1.0464 | -1.931% | -0.0204
2023-04-05 14:48 | 1.0117 | 0.9928 | -1.886% | -0.0189
2023-04-05 14:49 | 0.9576 | 0.9401 | -1.844% | -0.0175
2023-04-05 14:50 | 0.8907 | 0.875 | -1.778% | -0.0157
2023-04-05 14:51 | 0.8663 | 0.8513 | -1.747% | -0.015
2023-04-05 14:52 | 0.8468 | 0.8322 | -1.739% | -0.0146
2023-04-05 14:53 | 0.8352 | 0.8214 | -1.666% | -0.0138
2023-04-05 14:54 | 0.8281 | 0.8141 | -1.705% | -0.014
2023-04-05 14:55 | 0.825 | 0.8111 | -1.699% | -0.0139
2023-04-05 14:56 | 0.8238 | 0.81 | -1.689% | -0.0138
2023-04-05 14:57 | 0.8225 | 0.8086 | -1.704% | -0.0139
2023-04-05 14:58 | 0.8212 | 0.8073 | -1.707% | -0.0139
2023-04-05 14:59 | 0.8202 | 0.8064 | -1.697% | -0.0138
2023-04-05 15:00 | 0.8195 | 0.8056 | -1.711% | -0.0139
2023-04-05 15:01 | 0.8195 | 0.8056 | -1.711% | -0.0139
2023-04-05 15:02 | 0.8193 | 0.8055 | -1.699% | -0.0138
2023-04-05 15:03 | 0.8196 | 0.8056 | -1.723% | -0.014
2023-04-05 15:04 | 0.8216 | 0.8078 | -1.694% | -0.0138
2023-04-05 15:05 | 0.8311 | 0.8168 | -1.736% | -0.0143
2023-04-05 15:06 | 0.8327 | 0.8186 | -1.708% | -0.0141
2023-04-05 15:07 | 0.8601 | 0.8448 | -1.795% | -0.0153
2023-04-05 15:08 | 0.8097 | 0.7955 | -1.769% | -0.0142
2023-04-05 15:09 | 0.7121 | 0.7011 | -1.557% | -0.011
2023-04-05 15:10 | 0.6934 | 0.683 | -1.511% | -0.0104
2023-04-05 15:11 | 0.6564 | 0.647 | -1.442% | -0.0094
2023-04-05 15:12 | 0.6564 | 0.6475 | -1.365% | -0.0089
2023-04-05 15:13 | 0.5879 | 0.5811 | -1.163% | -0.0068
2023-04-05 15:14 | 0.5843 | 0.578 | -1.084% | -0.0063
2023-04-05 15:15 | 0.5817 | 0.5752 | -1.124% | -0.0065
2023-04-05 15:16 | 0.5775 | 0.571 | -1.132% | -0.0065
2023-04-05 15:17 | 0.5716 | 0.5656 | -1.055% | -0.006
2023-04-05 15:18 | 0.5792 | 0.5726 | -1.146% | -0.0066
2023-04-05 15:19 | 0.5794 | 0.5731 | -1.093% | -0.0063
2023-04-05 15:20 | 0.5557 | 0.5504 | -0.9583% | -0.0053
2023-04-05 15:21 | 0.5445 | 0.5394 | -0.941% | -0.0051
2023-04-05 15:22 | 0.5393 | 0.5343 | -0.9314% | -0.005
2023-04-05 15:23 | 0.5405 | 0.5356 | -0.9107% | -0.0049
2023-04-05 15:24 | 0.5427 | 0.5375 | -0.9628% | -0.0052
2023-04-05 15:25 | 0.5455 | 0.5402 | -0.9763% | -0.0053
2023-04-05 15:26 | 0.5393 | 0.5343 | -0.9314% | -0.005
2023-04-05 15:27 | 0.5293 | 0.5247 | -0.8729% | -0.0046
2023-04-05 15:28 | 0.5324 | 0.5276 | -0.9057% | -0.0048
2023-04-05 15:29 | 0.5479 | 0.5425 | -0.9905% | -0.0054
2023-04-05 15:30 | 0.5444 | 0.5394 | -0.9227% | -0.005
2023-04-05 15:31 | 0.6113 | 0.6038 | -1.234% | -0.0075
2023-04-05 15:32 | 0.6106 | 0.6032 | -1.219% | -0.0074
2023-04-05 15:33 | 0.6066 | 0.5995 | -1.177% | -0.0071
2023-04-05 15:34 | 0.6009 | 0.594 | -1.155% | -0.0069
2023-04-05 15:35 | 0.6215 | 0.6138 | -1.247% | -0.0077
2023-04-05 15:36 | 0.6644 | 0.6552 | -1.394% | -0.0092
2023-04-05 15:37 | 0.6653 | 0.6565 | -1.332% | -0.0088
2023-04-05 15:38 | 0.6643 | 0.6555 | -1.334% | -0.0088
2023-04-05 15:39 | 0.6639 | 0.6551 | -1.334% | -0.0088
2023-04-05 15:40 | 0.6628 | 0.6541 | -1.321% | -0.0087
2023-04-05 15:41 | 0.6631 | 0.6543 | -1.336% | -0.0088
2023-04-05 15:42 | 0.6636 | 0.6548 | -1.335% | -0.0088
2023-04-05 15:43 | 0.6635 | 0.6547 | -1.335% | -0.0088
2023-04-05 15:44 | 0.6614 | 0.652 | -1.431% | -0.0094
2023-04-05 15:45 | 0.0096 | 0.0131 | 30.84% | 0.0035
2023-04-05 15:46 | 0.0095 | 0.0127 | 28.83% | 0.0032
2023-04-05 15:47 | 0.0063 | 0.0099 | 44.44% | 0.0036
2023-04-05 15:48 | 0.0062 | 0.01 | 46.91% | 0.0038
2023-04-05 15:49 | 0.0063 | 0.0099 | 44.44% | 0.0036
2023-04-05 15:50 | 0.018 | 0.0218 | 19.1% | 0.0038
2023-04-05 15:51 | 0.0226 | 0.0268 | 17% | 0.0042
2023-04-05 15:52 | 0.0226 | 0.0267 | 16.63% | 0.0041
2023-04-05 15:53 | 0.0226 | 0.0266 | 16.26% | 0.004
2023-04-05 15:54 | 0.0226 | 0.0266 | 16.26% | 0.004
2023-04-05 15:55 | 0.0225 | 0.0266 | 16.7% | 0.0041
2023-04-05 15:56 | 0.0227 | 0.0265 | 15.45% | 0.0038
2023-04-05 15:57 | 0.0227 | 0.0265 | 15.45% | 0.0038
2023-04-05 15:58 | 0.0228 | 0.0266 | 15.38% | 0.0038
2023-04-05 15:59 | 0.0229 | 0.0265 | 14.57% | 0.0036
2023-04-05 16:00 | 0.0228 | 0.0266 | 15.38% | 0.0038
2023-04-05 16:01 | 0.023 | 0.0266 | 14.52% | 0.0036
2023-04-05 16:02 | 0.0229 | 0.0266 | 14.95% | 0.0037
2023-04-05 16:03 | 0.0229 | 0.0267 | 15.32% | 0.0038
2023-04-05 16:04 | 0.0229 | 0.0265 | 14.57% | 0.0036
2023-04-05 16:05 | 0.0229 | 0.0266 | 14.95% | 0.0037
2023-04-05 16:06 | 0.0229 | 0.0265 | 14.57% | 0.0036
2023-04-05 16:07 | 0.0228 | 0.0264 | 14.63% | 0.0036
2023-04-05 16:08 | 0.0228 | 0.0263 | 14.26% | 0.0035
2023-04-05 16:09 | 0.0228 | 0.0263 | 14.26% | 0.0035
2023-04-05 16:10 | 0.0228 | 0.0263 | 14.26% | 0.0035
2023-04-05 16:11 | 0.0229 | 0.0262 | 13.44% | 0.0033
2023-04-05 16:12 | 0.0228 | 0.0261 | 13.5% | 0.0033
2023-04-05 16:13 | 0.0228 | 0.0259 | 12.73% | 0.0031
2023-04-05 16:14 | 0.0228 | 0.0259 | 12.73% | 0.0031
2023-04-05 16:15 | 0.0229 | 0.0257 | 11.52% | 0.0028
2023-04-05 16:16 | 0.0227 | 0.0258 | 12.78% | 0.0031
2023-04-05 16:17 | 0.0229 | 0.0258 | 11.91% | 0.0029
2023-04-05 16:18 | 0.0231 | 0.0261 | 12.2% | 0.003
2023-04-05 16:19 | 0.0231 | 0.0261 | 12.2% | 0.003
2023-04-05 16:20 | 0.0231 | 0.0262 | 12.58% | 0.0031
2023-04-05 16:21 | 0.023 | 0.0262 | 13.01% | 0.0032
2023-04-05 16:22 | 0.023 | 0.0265 | 14.14% | 0.0035
2023-04-05 16:23 | 0.0229 | 0.0265 | 14.57% | 0.0036
2023-04-05 16:24 | 0.023 | 0.0267 | 14.89% | 0.0037
2023-04-05 16:25 | 0.0231 | 0.0266 | 14.08% | 0.0035
2023-04-05 16:26 | 0.0231 | 0.0267 | 14.46% | 0.0036
2023-04-05 16:27 | 0.0231 | 0.0267 | 14.46% | 0.0036
2023-04-05 16:28 | 0.0231 | 0.0268 | 14.83% | 0.0037
2023-04-05 16:29 | 0.0229 | 0.0266 | 14.95% | 0.0037
2023-04-05 16:30 | 0.0229 | 0.0266 | 14.95% | 0.0037
2023-04-05 16:31 | 0.0228 | 0.0266 | 15.38% | 0.0038
2023-04-05 16:32 | 0.0229 | 0.0264 | 14.2% | 0.0035
2023-04-05 16:33 | 0.0229 | 0.0268 | 15.69% | 0.0039
2023-04-05 16:34 | 0.0229 | 0.0266 | 14.95% | 0.0037
2023-04-05 16:35 | 0.0228 | 0.0267 | 15.76% | 0.0039
2023-04-05 16:36 | 0.0228 | 0.0266 | 15.38% | 0.0038
2023-04-05 16:37 | 0.0228 | 0.0268 | 16.13% | 0.004
2023-04-05 16:38 | 0.023 | 0.0267 | 14.89% | 0.0037
| 1358.3579 | 1362.303 | 0.29%