## Cover Sheet
This workbook prepared by Will Brownsberger, May 2023
Goal: Using baseline energy use comparison to estimate SCOP for heat pumps installed in 2022
Baseline period is 5 winters of gas use November 2010 through June 2015
HDD data from degreedays.net -- using average of Bedford and Logan airports since site is roughly between them (approximately 7 miles from each)
Table of contents
Main results
Linear modeling of monthly gas heat baseline load at HDD bases from 39 to 71 with resulting SCOP computations
Linear modeling of installed pump power use at HDD bases from 39 to 71
Graphic analysis of daily regression results -- shows leak effect
Underlying data
Gas use baseline data and adjustments
Installed heat pump daily kwh
Heating degree days monthly history with HDD bases from 39 to 71 -- mean Logan and Bedford
Heating degree days daily history with HDD bases from 39 to 71 -- mean Logan and Bedford
Tables from Residential Energy Use Survey used to estimate non-heating gas use in downstairs unit
Right click a spreadsheet tab to display additional hidden sheets
Degree day downloads
Specific individual regressions, experimenting with multiple periods of analysis

## HDD Fit for baseline; SCOP est.
HDD Base variations for linear regression baseline model, monthly November 2010 to June 2015 using Mean KBED/KBOS degree days
DOWNSTAIRS UNIT ALONE | HDD 39 | HDD 40 | HDD 41 | HDD 42 | HDD 43 | HDD 44 | HDD 45 | HDD 46 | HDD 47 | HDD 48 | HDD 49 | HDD 50 | HDD 51 | HDD 52 | HDD 53 | HDD 54 | HDD 55 | HDD 56 | HDD 57 | HDD 58 | HDD 59 | HDD 60 | HDD 61 | HDD 62 | HDD 63 | HDD 64 | HDD 65 | HDD 66 | HDD 67 | HDD 68 | HDD 69 | HDD 70 | HDD 71
R-squared | 0.86702 | 0.8819 | 0.89517 | 0.90692 | 0.91723 | 0.92612 | 0.93366 | 0.94002 | 0.94515 | 0.94914 | 0.95215 | 0.95417 | 0.95534 | 0.95572 | 0.95535 | 0.95428 | 0.95259 | 0.95033 | 0.94753 | 0.94428 | 0.94066 | 0.93666 | 0.93233 | 0.9277 | 0.92286 | 0.91789 | 0.91283 | 0.90774 | 0.90268 | 0.89777 | 0.89298 | 0.88849 | 0.88424
Regression coefficient (m) | 0.11226 | 0.10611 | 0.10045 | 0.095243 | 0.090453 | 0.086035 | 0.081949 | 0.078177 | 0.074685 | 0.071456 | 0.068471 | 0.065706 | 0.063146 | 0.060767 | 0.058559 | 0.056504 | 0.054599 | 0.052828 | 0.05118 | 0.049652 | 0.048227 | 0.046896 | 0.045655 | 0.044503 | 0.043432 | 0.042443 | 0.041529 | 0.040682 | 0.039903 | 0.039193 | 0.038542 | 0.037955 | 0.037428
Intercept (b) | 3.9382 | 3.5175 | 3.1085 | 2.7126 | 2.3255 | 1.9457 | 1.5731 | 1.2085 | 0.85077 | 0.49482 | 0.13947 | -0.21502 | -0.57178 | -0.92744 | -1.2862 | -1.6461 | -2.0144 | -2.3886 | -2.771 | -3.1658 | -3.5665 | -3.973 | -4.3898 | -4.8212 | -5.2665 | -5.7309 | -6.2123 | -6.7103 | -7.2284 | -7.77 | -8.3335 | -8.924 | -9.5449
Standard error of intercept | 1.093 | 1.0394 | 0.98802 | 0.93925 | 0.89352 | 0.85171 | 0.81432 | 0.78128 | 0.75389 | 0.73264 | 0.71738 | 0.7088 | 0.70664 | 0.71077 | 0.72108 | 0.73743 | 0.75922 | 0.78593 | 0.81729 | 0.85264 | 0.89094 | 0.93238 | 0.97654 | 1.0234 | 1.0722 | 1.1228 | 1.1747 | 1.2278 | 1.2818 | 1.3362 | 1.3912 | 1.4459 | 1.501
Df, degreees of freedom | 54 | 54 | 54 | 54 | 54 | 54 | 54 | 54 | 54 | 54 | 54 | 54 | 54 | 54 | 54 | 54 | 54 | 54 | 54 | 54 | 54 | 54 | 54 | 54 | 54 | 54 | 54 | 54 | 54 | 54 | 54 | 54 | 54
95% upper bound of intercept | 6.1295 | 5.6013 | 5.0893 | 4.5957 | 4.1169 | 3.6533 | 3.2058 | 2.7749 | 2.3622 | 1.9637 | 1.5777 | 1.206 | 0.84495 | 0.49757 | 0.15947 | -0.16768 | -0.49222 | -0.81294 | -1.1325 | -1.4564 | -1.7802 | -2.1037 | -2.4319 | -2.7695 | -3.1168 | -3.4798 | -3.8572 | -4.2487 | -4.6584 | -5.091 | -5.5443 | -6.0251 | -6.5354
95% lower bound of intercept | 1.7469 | 1.4337 | 1.1276 | 0.82948 | 0.5341 | 0.23816 | -0.059482 | -0.35783 | -0.66068 | -0.97404 | -1.2988 | -1.6361 | -1.9885 | -2.3525 | -2.7319 | -3.1246 | -3.5365 | -3.9643 | -4.4096 | -4.8752 | -5.3527 | -5.8423 | -6.3476 | -6.873 | -7.4162 | -7.9819 | -8.5675 | -9.1719 | -9.7983 | -10.449 | -11.1227 | -11.823 | -12.5543
Therms predicted for Oct-22 thru Dec-22 | 36.2306 | 36.6716 | 37.2261 | 37.8061 | 38.4904 | 39.223 | 39.9491 | 40.6503 | 41.3511 | 42.0105 | 42.658 | 43.2663 | 43.8729 | 44.5098 | 45.1435 | 45.8223 | 46.5164 | 47.1992 | 47.8798 | 48.5801 | 49.3144 | 50.0517 | 50.7663 | 51.4231 | 52.0476 | 52.6199 | 53.164 | 53.6684 | 54.1611 | 54.6167 | 55.0438 | 55.4407 | 55.8
Therms predicted for Jan-23 thru March-23 | 55.365 | 57.6125 | 59.8932 | 62.1693 | 64.3601 | 66.423 | 68.3362 | 70.1309 | 71.7889 | 73.3009 | 74.7228 | 75.9879 | 77.1729 | 78.2357 | 79.1984 | 80.0639 | 80.8263 | 81.495 | 82.0883 | 82.594 | 83.0541 | 83.4392 | 83.7545 | 84.0149 | 84.2133 | 84.3631 | 84.4662 | 84.5298 | 84.5633 | 84.5696 | 84.5575 | 84.5296 | 84.4907
Therms predicted Oct-22 thru March-23 | 91.5956 | 94.2841 | 97.1193 | 99.9754 | 102.8505 | 105.646 | 108.2853 | 110.7812 | 113.14 | 115.3114 | 117.3808 | 119.2541 | 121.0458 | 122.7456 | 124.3419 | 125.8862 | 127.3427 | 128.6943 | 129.9681 | 131.1741 | 132.3686 | 133.4909 | 134.5208 | 135.438 | 136.2609 | 136.983 | 137.6301 | 138.1982 | 138.7244 | 139.1863 | 139.6013 | 139.9703 | 140.2908
SCOP estimate Oct-22 thru Dec-22 | 2.0418 | 2.0666 | 2.0979 | 2.1305 | 2.1691 | 2.2104 | 2.2513 | 2.2908 | 2.3303 | 2.3675 | 2.404 | 2.4383 | 2.4724 | 2.5083 | 2.544 | 2.5823 | 2.6214 | 2.6599 | 2.6982 | 2.7377 | 2.7791 | 2.8206 | 2.8609 | 2.8979 | 2.9331 | 2.9654 | 2.996 | 3.0245 | 3.0522 | 3.0779 | 3.102 | 3.1243 | 3.1446
SCOP estimate Jan-23 thru March-23 | 1.2768 | 1.3286 | 1.3812 | 1.4337 | 1.4842 | 1.5318 | 1.5759 | 1.6173 | 1.6555 | 1.6904 | 1.7232 | 1.7523 | 1.7797 | 1.8042 | 1.8264 | 1.8463 | 1.8639 | 1.8793 | 1.893 | 1.9047 | 1.9153 | 1.9242 | 1.9314 | 1.9374 | 1.942 | 1.9455 | 1.9479 | 1.9493 | 1.9501 | 1.9502 | 1.95 | 1.9493 | 1.9484
SCOP estimate Oct-22 thru March-23 | 1.4989 | 1.5429 | 1.5893 | 1.636 | 1.6831 | 1.7288 | 1.772 | 1.8129 | 1.8515 | 1.887 | 1.9209 | 1.9515 | 1.9808 | 2.0086 | 2.0348 | 2.06 | 2.0839 | 2.106 | 2.1268 | 2.1466 | 2.1661 | 2.1845 | 2.2013 | 2.2164 | 2.2298 | 2.2416 | 2.2522 | 2.2615 | 2.2701 | 2.2777 | 2.2845 | 2.2905 | 2.2958
UPSTAIRS UNIT ALONE | HDD 39 | HDD 40 | HDD 41 | HDD 42 | HDD 43 | HDD 44 | HDD 45 | HDD 46 | HDD 47 | HDD 48 | HDD 49 | HDD 50 | HDD 51 | HDD 52 | HDD 53 | HDD 54 | HDD 55 | HDD 56 | HDD 57 | HDD 58 | HDD 59 | HDD 60 | HDD 61 | HDD 62 | HDD 63 | HDD 64 | HDD 65 | HDD 66 | HDD 67 | HDD 68 | HDD 69 | HDD 70 | HDD 71
R-squared | 0.92961 | 0.93452 | 0.93767 | 0.93928 | 0.93949 | 0.93841 | 0.93614 | 0.93287 | 0.92871 | 0.92371 | 0.91809 | 0.91191 | 0.90526 | 0.89817 | 0.89075 | 0.88306 | 0.8752 | 0.86718 | 0.85905 | 0.85085 | 0.8427 | 0.8345 | 0.82631 | 0.81817 | 0.81009 | 0.80222 | 0.79455 | 0.78711 | 0.77996 | 0.77323 | 0.76684 | 0.76093 | 0.75547
Regression coefficient (m) | 0.052709 | 0.049531 | 0.046619 | 0.043952 | 0.041511 | 0.039271 | 0.037209 | 0.035314 | 0.03357 | 0.031965 | 0.030488 | 0.029127 | 0.027873 | 0.026713 | 0.02564 | 0.024647 | 0.023731 | 0.022883 | 0.022097 | 0.021372 | 0.020699 | 0.020072 | 0.01949 | 0.018951 | 0.018452 | 0.017992 | 0.017569 | 0.017178 | 0.016819 | 0.016493 | 0.016196 | 0.015928 | 0.015688
Intercept (b) | 0.20863 | 0.045007 | -0.11161 | -0.26088 | -0.40497 | -0.54488 | -0.6807 | -0.81213 | -0.94026 | -1.0671 | -1.1936 | -1.3197 | -1.4469 | -1.5733 | -1.7012 | -1.83 | -1.9627 | -2.0983 | -2.2379 | -2.3832 | -2.5314 | -2.6825 | -2.8383 | -3.0007 | -3.1693 | -3.3466 | -3.5316 | -3.724 | -3.9256 | -4.1379 | -4.36 | -4.5942 | -4.8419
Standard error of intercept | 0.3606 | 0.35092 | 0.34544 | 0.34399 | 0.34644 | 0.35263 | 0.36231 | 0.3748 | 0.38972 | 0.40688 | 0.42558 | 0.44561 | 0.4667 | 0.48875 | 0.5115 | 0.53479 | 0.55858 | 0.5828 | 0.60744 | 0.63253 | 0.65778 | 0.6834 | 0.70941 | 0.73591 | 0.76286 | 0.79014 | 0.81778 | 0.84573 | 0.87399 | 0.90242 | 0.93116 | 0.96003 | 0.98925
Df, degreees of freedom | 54 | 54 | 54 | 54 | 54 | 54 | 54 | 54 | 54 | 54 | 54 | 54 | 54 | 54 | 54 | 54 | 54 | 54 | 54 | 54 | 54 | 54 | 54 | 54 | 54 | 54 | 54 | 54 | 54 | 54 | 54 | 54 | 54
95% upper bound of intercept | 0.93159 | 0.74855 | 0.58096 | 0.42877 | 0.28959 | 0.1621 | 0.045684 | -0.060694 | -0.15891 | -0.25141 | -0.34039 | -0.42635 | -0.51118 | -0.59343 | -0.67574 | -0.75778 | -0.84283 | -0.9299 | -1.0201 | -1.115 | -1.2127 | -1.3124 | -1.416 | -1.5253 | -1.6398 | -1.7625 | -1.892 | -2.0284 | -2.1734 | -2.3287 | -2.4931 | -2.6695 | -2.8586
95% lower bound of intercept | -0.51433 | -0.65854 | -0.80418 | -0.95053 | -1.0995 | -1.2519 | -1.4071 | -1.5636 | -1.7216 | -1.8829 | -2.0468 | -2.2131 | -2.3825 | -2.5532 | -2.7267 | -2.9022 | -3.0826 | -3.2668 | -3.4558 | -3.6513 | -3.8502 | -4.0526 | -4.2606 | -4.4761 | -4.6987 | -4.9307 | -5.1711 | -5.4196 | -5.6779 | -5.9472 | -6.2269 | -6.5189 | -6.8252
Therms predicted for Oct-22 thru Dec-22 | 12.09 | 12.327 | 12.6137 | 12.9085 | 13.2475 | 13.6043 | 13.954 | 14.2885 | 14.619 | 14.9273 | 15.2271 | 15.5065 | 15.7824 | 16.0691 | 16.3519 | 16.652 | 16.9564 | 17.2538 | 17.5481 | 17.8492 | 18.1631 | 18.4766 | 18.7789 | 19.0552 | 19.3167 | 19.5552 | 19.781 | 19.9894 | 20.1926 | 20.3798 | 20.555 | 20.7173 | 20.8639
Therms predicted for Jan-23 thru March-23 | 21.0742 | 22.1019 | 23.1334 | 24.1514 | 25.1196 | 26.0197 | 26.8432 | 27.6056 | 28.3005 | 28.9247 | 29.5046 | 30.0118 | 30.4813 | 30.8946 | 31.2629 | 31.5883 | 31.8689 | 32.1093 | 32.318 | 32.49 | 32.6438 | 32.7668 | 32.8613 | 32.9342 | 32.9821 | 33.0117 | 33.0235 | 33.0206 | 33.0073 | 32.9848 | 32.9567 | 32.9242 | 32.8893
Therms predicted Oct-22 thru March-23 | 33.1642 | 34.4289 | 35.7471 | 37.0599 | 38.367 | 39.624 | 40.7972 | 41.8941 | 42.9195 | 43.852 | 44.7318 | 45.5183 | 46.2637 | 46.9637 | 47.6147 | 48.2403 | 48.8253 | 49.3631 | 49.8661 | 50.3391 | 50.8069 | 51.2433 | 51.6402 | 51.9894 | 52.2988 | 52.5669 | 52.8044 | 53.01 | 53.1998 | 53.3647 | 53.5117 | 53.6415 | 53.7532
SCOP estimate Oct-22 thru Dec-22 | 0.86158 | 0.87847 | 0.8989 | 0.91991 | 0.94407 | 0.96949 | 0.99442 | 1.0183 | 1.0418 | 1.0638 | 1.0851 | 1.1051 | 1.1247 | 1.1451 | 1.1653 | 1.1867 | 1.2084 | 1.2296 | 1.2505 | 1.272 | 1.2944 | 1.3167 | 1.3383 | 1.3579 | 1.3766 | 1.3936 | 1.4097 | 1.4245 | 1.439 | 1.4523 | 1.4648 | 1.4764 | 1.4868
SCOP estimate Jan-23 thru March-23 | 0.91748 | 0.96222 | 1.0071 | 1.0514 | 1.0936 | 1.1328 | 1.1686 | 1.2018 | 1.2321 | 1.2593 | 1.2845 | 1.3066 | 1.327 | 1.345 | 1.361 | 1.3752 | 1.3874 | 1.3979 | 1.407 | 1.4145 | 1.4212 | 1.4265 | 1.4306 | 1.4338 | 1.4359 | 1.4372 | 1.4377 | 1.4376 | 1.437 | 1.436 | 1.4348 | 1.4334 | 1.4319
SCOP estimate Oct-22 thru March-23 | 0.89628 | 0.93046 | 0.96608 | 1.0016 | 1.0369 | 1.0709 | 1.1026 | 1.1322 | 1.1599 | 1.1851 | 1.2089 | 1.2302 | 1.2503 | 1.2692 | 1.2868 | 1.3037 | 1.3195 | 1.3341 | 1.3477 | 1.3604 | 1.3731 | 1.3849 | 1.3956 | 1.405 | 1.4134 | 1.4206 | 1.4271 | 1.4326 | 1.4378 | 1.4422 | 1.4462 | 1.4497 | 1.4527
BOTH UNITS TOGETHER | HDD 39 | HDD 40 | HDD 41 | HDD 42 | HDD 43 | HDD 44 | HDD 45 | HDD 46 | HDD 47 | HDD 48 | HDD 49 | HDD 50 | HDD 51 | HDD 52 | HDD 53 | HDD 54 | HDD 55 | HDD 56 | HDD 57 | HDD 58 | HDD 59 | HDD 60 | HDD 61 | HDD 62 | HDD 63 | HDD 64 | HDD 65 | HDD 66 | HDD 67 | HDD 68 | HDD 69 | HDD 70 | HDD 71
R-squared | 0.90991 | 0.92207 | 0.93251 | 0.94137 | 0.94876 | 0.95471 | 0.95932 | 0.96276 | 0.96504 | 0.96624 | 0.96653 | 0.96594 | 0.9646 | 0.96254 | 0.95985 | 0.95658 | 0.95281 | 0.94859 | 0.94395 | 0.93896 | 0.93374 | 0.92823 | 0.9225 | 0.91657 | 0.91051 | 0.90443 | 0.89835 | 0.89233 | 0.88642 | 0.88076 | 0.8753 | 0.87021 | 0.86543
Regression coefficient (m) | 0.16497 | 0.15564 | 0.14707 | 0.1392 | 0.13196 | 0.12531 | 0.11916 | 0.11349 | 0.10826 | 0.10342 | 0.098959 | 0.094833 | 0.091019 | 0.08748 | 0.084199 | 0.081152 | 0.07833 | 0.075711 | 0.073277 | 0.071024 | 0.068926 | 0.066968 | 0.065145 | 0.063454 | 0.061884 | 0.060436 | 0.059097 | 0.05786 | 0.056723 | 0.055686 | 0.054738 | 0.053883 | 0.053116
Intercept (b) | 4.1468 | 3.5625 | 2.9969 | 2.4517 | 1.9205 | 1.4009 | 0.89243 | 0.39641 | -0.089484 | -0.57233 | -1.0542 | -1.5348 | -2.0186 | -2.5007 | -2.9874 | -3.4761 | -3.9771 | -4.487 | -5.0089 | -5.549 | -6.0979 | -6.6555 | -7.2281 | -7.8219 | -8.4358 | -9.0774 | -9.7439 | -10.4343 | -11.154 | -11.9079 | -12.6935 | -13.5182 | -14.3868
Standard error of intercept | 1.2905 | 1.2111 | 1.1372 | 1.0693 | 1.0085 | 0.95657 | 0.91476 | 0.88309 | 0.86337 | 0.85631 | 0.86064 | 0.87653 | 0.90255 | 0.93776 | 0.98087 | 1.0309 | 1.0866 | 1.147 | 1.2118 | 1.2801 | 1.3505 | 1.4236 | 1.4991 | 1.577 | 1.6567 | 1.7376 | 1.8197 | 1.9027 | 1.9864 | 2.0701 | 2.1542 | 2.2378 | 2.3216
Df, degreees of freedom | 54 | 54 | 54 | 54 | 54 | 54 | 54 | 54 | 54 | 54 | 54 | 54 | 54 | 54 | 54 | 54 | 54 | 54 | 54 | 54 | 54 | 54 | 54 | 54 | 54 | 54 | 54 | 54 | 54 | 54 | 54 | 54 | 54
95% upper bound of intercept | 6.7341 | 5.9906 | 5.2767 | 4.5955 | 3.9425 | 3.3187 | 2.7264 | 2.1669 | 1.6415 | 1.1445 | 0.67133 | 0.22257 | -0.20914 | -0.62065 | -1.0209 | -1.4093 | -1.7986 | -2.1873 | -2.5795 | -2.9826 | -3.3903 | -3.8013 | -4.2225 | -4.6603 | -5.1144 | -5.5938 | -6.0956 | -6.6197 | -7.1715 | -7.7577 | -8.3746 | -9.0318 | -9.7323
95% lower bound of intercept | 1.5596 | 1.1344 | 0.71699 | 0.30791 | -0.10139 | -0.51696 | -0.94155 | -1.3741 | -1.8204 | -2.2891 | -2.7796 | -3.2921 | -3.8281 | -4.3809 | -4.954 | -5.5429 | -6.1555 | -6.7866 | -7.4384 | -8.1153 | -8.8055 | -9.5097 | -10.2337 | -10.9836 | -11.7572 | -12.5611 | -13.3921 | -14.249 | -15.1364 | -16.0582 | -17.0124 | -18.0046 | -19.0412
Therms predicted for Oct-22 thru Dec-22 | 48.3207 | 48.9986 | 49.8398 | 50.7145 | 51.7379 | 52.8273 | 53.9032 | 54.9388 | 55.9701 | 56.9378 | 57.8851 | 58.7728 | 59.6553 | 60.579 | 61.4954 | 62.4743 | 63.4728 | 64.453 | 65.4279 | 66.4293 | 67.4775 | 68.5282 | 69.5451 | 70.4783 | 71.3643 | 72.1751 | 72.9449 | 73.6578 | 74.3536 | 74.9965 | 75.5988 | 76.158 | 76.664
Therms predicted for Jan-23 thru March-23 | 76.4392 | 79.7144 | 83.0266 | 86.3208 | 89.4796 | 92.4427 | 95.1794 | 97.7365 | 100.0894 | 102.2256 | 104.2275 | 105.9997 | 107.6542 | 109.1303 | 110.4613 | 111.6522 | 112.6952 | 113.6044 | 114.4064 | 115.084 | 115.698 | 116.206 | 116.6158 | 116.9491 | 117.1954 | 117.3748 | 117.4896 | 117.5504 | 117.5706 | 117.5544 | 117.5142 | 117.4538 | 117.38
Therms predicted Oct-22 thru March-23 | 124.7598 | 128.713 | 132.8664 | 137.0353 | 141.2175 | 145.27 | 149.0825 | 152.6753 | 156.0595 | 159.1634 | 162.1126 | 164.7725 | 167.3095 | 169.7093 | 171.9566 | 174.1265 | 176.1681 | 178.0573 | 179.8343 | 181.5132 | 183.1755 | 184.7342 | 186.161 | 187.4274 | 188.5597 | 189.5499 | 190.4345 | 191.2082 | 191.9242 | 192.5509 | 193.113 | 193.6118 | 194.044
SCOP estimate Oct-22 thru Dec-22 | 1.5206 | 1.5419 | 1.5684 | 1.5959 | 1.6281 | 1.6624 | 1.6963 | 1.7289 | 1.7613 | 1.7918 | 1.8216 | 1.8495 | 1.8773 | 1.9064 | 1.9352 | 1.966 | 1.9974 | 2.0283 | 2.059 | 2.0905 | 2.1235 | 2.1565 | 2.1885 | 2.2179 | 2.2458 | 2.2713 | 2.2955 | 2.318 | 2.3398 | 2.3601 | 2.379 | 2.3966 | 2.4126
SCOP estimate Jan-23 thru March-23 | 1.1523 | 1.2017 | 1.2517 | 1.3013 | 1.3489 | 1.3936 | 1.4349 | 1.4734 | 1.5089 | 1.5411 | 1.5713 | 1.598 | 1.6229 | 1.6452 | 1.6652 | 1.6832 | 1.6989 | 1.7126 | 1.7247 | 1.7349 | 1.7442 | 1.7518 | 1.758 | 1.763 | 1.7668 | 1.7695 | 1.7712 | 1.7721 | 1.7724 | 1.7722 | 1.7716 | 1.7707 | 1.7695
SCOP estimate Oct-22 thru March-23 | 1.2716 | 1.3119 | 1.3543 | 1.3967 | 1.4394 | 1.4807 | 1.5195 | 1.5562 | 1.5906 | 1.6223 | 1.6523 | 1.6795 | 1.7053 | 1.7298 | 1.7527 | 1.7748 | 1.7956 | 1.8149 | 1.833 | 1.8501 | 1.867 | 1.8829 | 1.8975 | 1.9104 | 1.9219 | 1.932 | 1.941 | 1.9489 | 1.9562 | 1.9626 | 1.9683 | 1.9734 | 1.9778

## HDD Fit for installed
HDD Base variations for linear regression October to December 2022 -- Daily (three months excluding leak period)
Testing Best Fit HDD Base onlly
DOWNSTAIRS UNIT ALONE | HDD 39 | HDD 40 | HDD 41 | HDD 42 | HDD 43 | HDD 44 | HDD 45 | HDD 46 | HDD 47 | HDD 48 | HDD 49 | HDD 50 | HDD 51 | HDD 52 | HDD 53 | HDD 54 | HDD 55 | HDD 56 | HDD 57 | HDD 58 | HDD 59 | HDD 60 | HDD 61 | HDD 62 | HDD 63 | HDD 64 | HDD 65 | HDD 66 | HDD 67 | HDD 68 | HDD 69 | HDD 70 | HDD 71
R-squared | 0.85564 | 0.86567 | 0.87355 | 0.87789 | 0.88078 | 0.88218 | 0.88183 | 0.87921 | 0.8749 | 0.86922 | 0.86263 | 0.85533 | 0.8474 | 0.8395 | 0.83098 | 0.8226 | 0.81415 | 0.80551 | 0.79685 | 0.78847 | 0.78061 | 0.77351 | 0.76673 | 0.75996 | 0.75373 | 0.74808 | 0.74278 | 0.73813 | 0.73411 | 0.73077 | 0.72788 | 0.72545 | 0.72346
Regression coefficient (m) | 1.5056 | 1.4109 | 1.3234 | 1.2423 | 1.1678 | 1.1002 | 1.039 | 0.9818 | 0.93013 | 0.88251 | 0.83932 | 0.7998 | 0.7639 | 0.73179 | 0.70244 | 0.67647 | 0.65317 | 0.6319 | 0.61258 | 0.59541 | 0.58058 | 0.56774 | 0.5564 | 0.54584 | 0.53654 | 0.52824 | 0.52091 | 0.51457 | 0.50939 | 0.50511 | 0.50155 | 0.49866 | 0.49634
Intercept (b) | 2.115 | 1.8971 | 1.6743 | 1.4611 | 1.2423 | 1.022 | 0.80522 | 0.60487 | 0.40611 | 0.21717 | 0.028718 | -0.15359 | -0.33895 | -0.5353 | -0.73471 | -0.95091 | -1.1789 | -1.4117 | -1.6522 | -1.909 | -2.1894 | -2.4892 | -2.8019 | -3.1147 | -3.4398 | -3.7725 | -4.1166 | -4.4724 | -4.8496 | -5.2413 | -5.6464 | -6.0644 | -6.4943
Standard error of intercept | 0.31027 | 0.30353 | 0.29893 | 0.29821 | 0.29939 | 0.3026 | 0.30819 | 0.3167 | 0.32774 | 0.34065 | 0.35507 | 0.37053 | 0.38722 | 0.4045 | 0.42308 | 0.44244 | 0.4628 | 0.4841 | 0.5063 | 0.52938 | 0.55337 | 0.57783 | 0.60313 | 0.62918 | 0.65569 | 0.68238 | 0.70978 | 0.73735 | 0.76563 | 0.79407 | 0.82297 | 0.85223 | 0.88174
Df, degreees of freedom | 89 | 89 | 89 | 89 | 89 | 89 | 89 | 89 | 89 | 89 | 89 | 89 | 89 | 89 | 89 | 89 | 89 | 89 | 89 | 89 | 89 | 89 | 89 | 89 | 89 | 89 | 89 | 89 | 89 | 89 | 89 | 89 | 89
95% upper bound of intercept | 2.7315 | 2.5002 | 2.2683 | 2.0536 | 1.8372 | 1.6232 | 1.4176 | 1.2342 | 1.0573 | 0.89405 | 0.73424 | 0.58264 | 0.43044 | 0.26842 | 0.10593 | -0.071787 | -0.25929 | -0.44979 | -0.64624 | -0.85716 | -1.0898 | -1.341 | -1.6035 | -1.8646 | -2.137 | -2.4167 | -2.7063 | -3.0073 | -3.3283 | -3.6635 | -4.0111 | -4.3711 | -4.7423
95% lower bound of intercept | 1.4985 | 1.294 | 1.0803 | 0.86853 | 0.64744 | 0.4207 | 0.19285 | -0.02441 | -0.24509 | -0.4597 | -0.67681 | -0.88982 | -1.1084 | -1.339 | -1.5754 | -1.83 | -2.0984 | -2.3736 | -2.6582 | -2.9609 | -3.2889 | -3.6373 | -4.0003 | -4.3649 | -4.7427 | -5.1284 | -5.5269 | -5.9375 | -6.3709 | -6.8191 | -7.2816 | -7.7578 | -8.2463
UPSTAIRS UNIT ALONE | HDD 39 | HDD 40 | HDD 41 | HDD 42 | HDD 43 | HDD 44 | HDD 45 | HDD 46 | HDD 47 | HDD 48 | HDD 49 | HDD 50 | HDD 51 | HDD 52 | HDD 53 | HDD 54 | HDD 55 | HDD 56 | HDD 57 | HDD 58 | HDD 59 | HDD 60 | HDD 61 | HDD 62 | HDD 63 | HDD 64 | HDD 65 | HDD 66 | HDD 67 | HDD 68 | HDD 69 | HDD 70 | HDD 71
R-squared | 0.48776 | 0.51916 | 0.54978 | 0.5771 | 0.60398 | 0.62976 | 0.6525 | 0.67181 | 0.68783 | 0.70105 | 0.71175 | 0.7205 | 0.7272 | 0.73227 | 0.73522 | 0.73691 | 0.73809 | 0.73827 | 0.73764 | 0.73654 | 0.73511 | 0.73354 | 0.73159 | 0.72913 | 0.72656 | 0.72408 | 0.72145 | 0.71914 | 0.71687 | 0.71499 | 0.7132 | 0.71162 | 0.71028
Regression coefficient (m) | 0.71928 | 0.69136 | 0.6643 | 0.63732 | 0.61192 | 0.58819 | 0.5655 | 0.54305 | 0.52184 | 0.50149 | 0.48241 | 0.46448 | 0.44777 | 0.43246 | 0.41808 | 0.40513 | 0.39352 | 0.38278 | 0.37293 | 0.36413 | 0.35649 | 0.34984 | 0.3439 | 0.33831 | 0.33332 | 0.32884 | 0.32484 | 0.32138 | 0.31851 | 0.31614 | 0.31414 | 0.31251 | 0.31119
Intercept (b) | 2.799 | 2.648 | 2.4905 | 2.3365 | 2.1753 | 2.0099 | 1.8466 | 1.6925 | 1.5404 | 1.3948 | 1.2507 | 1.1108 | 0.97038 | 0.82531 | 0.68028 | 0.52687 | 0.36565 | 0.2019 | 0.033912 | -0.14352 | -0.33451 | -0.53627 | -0.74514 | -0.95353 | -1.1683 | -1.3872 | -1.6119 | -1.8436 | -2.0868 | -2.3384 | -2.597 | -2.8631 | -3.1358
Standard error of intercept | 0.36982 | 0.36338 | 0.35691 | 0.35116 | 0.34527 | 0.33942 | 0.33441 | 0.33032 | 0.32759 | 0.3259 | 0.32545 | 0.32588 | 0.32759 | 0.33057 | 0.33507 | 0.34094 | 0.34763 | 0.35535 | 0.36407 | 0.37383 | 0.38475 | 0.39658 | 0.40937 | 0.4229 | 0.43718 | 0.45188 | 0.46737 | 0.48319 | 0.49991 | 0.51696 | 0.5346 | 0.55267 | 0.57106
Df, degreees of freedom | 89 | 89 | 89 | 89 | 89 | 89 | 89 | 89 | 89 | 89 | 89 | 89 | 89 | 89 | 89 | 89 | 89 | 89 | 89 | 89 | 89 | 89 | 89 | 89 | 89 | 89 | 89 | 89 | 89 | 89 | 89 | 89 | 89
95% upper bound of intercept | 3.5338 | 3.3701 | 3.1997 | 3.0343 | 2.8614 | 2.6843 | 2.5111 | 2.3488 | 2.1914 | 2.0423 | 1.8974 | 1.7584 | 1.6213 | 1.4822 | 1.3461 | 1.2043 | 1.0564 | 0.90796 | 0.75731 | 0.59927 | 0.42999 | 0.25172 | 0.068282 | -0.11323 | -0.29965 | -0.48927 | -0.6833 | -0.88351 | -1.0935 | -1.3112 | -1.5348 | -1.7649 | -2.0011
95% lower bound of intercept | 2.0641 | 1.926 | 1.7814 | 1.6388 | 1.4893 | 1.3355 | 1.1821 | 1.0361 | 0.88954 | 0.74724 | 0.60405 | 0.46331 | 0.31946 | 0.16847 | 0.014505 | -0.15056 | -0.32508 | -0.50417 | -0.68949 | -0.88631 | -1.099 | -1.3243 | -1.5586 | -1.7938 | -2.037 | -2.285 | -2.5406 | -2.8037 | -3.0801 | -3.3656 | -3.6593 | -3.9612 | -4.2705
BOTH UNITS TOGETHER | HDD 39 | HDD 40 | HDD 41 | HDD 42 | HDD 43 | HDD 44 | HDD 45 | HDD 46 | HDD 47 | HDD 48 | HDD 49 | HDD 50 | HDD 51 | HDD 52 | HDD 53 | HDD 54 | HDD 55 | HDD 56 | HDD 57 | HDD 58 | HDD 59 | HDD 60 | HDD 61 | HDD 62 | HDD 63 | HDD 64 | HDD 65 | HDD 66 | HDD 67 | HDD 68 | HDD 69 | HDD 70 | HDD 71
R-squared | 0.78212 | 0.80449 | 0.82489 | 0.84123 | 0.85627 | 0.86964 | 0.88029 | 0.88773 | 0.89242 | 0.89484 | 0.89544 | 0.89463 | 0.89241 | 0.88946 | 0.8851 | 0.88026 | 0.87512 | 0.86941 | 0.8633 | 0.85716 | 0.85122 | 0.84574 | 0.84029 | 0.83462 | 0.82927 | 0.82435 | 0.8196 | 0.81543 | 0.81171 | 0.80862 | 0.80587 | 0.80353 | 0.8016
Regression coefficient (m) | 2.2249 | 2.1022 | 1.9877 | 1.8796 | 1.7798 | 1.6884 | 1.6045 | 1.5249 | 1.452 | 1.384 | 1.3217 | 1.2643 | 1.2117 | 1.1643 | 1.1205 | 1.0816 | 1.0467 | 1.0147 | 0.98551 | 0.95953 | 0.93707 | 0.91758 | 0.90031 | 0.88415 | 0.86986 | 0.85709 | 0.84575 | 0.83595 | 0.8279 | 0.82125 | 0.81569 | 0.81117 | 0.80753
Intercept (b) | 4.914 | 4.5452 | 4.1648 | 3.7976 | 3.4176 | 3.0319 | 2.6518 | 2.2973 | 1.9466 | 1.612 | 1.2794 | 0.95725 | 0.63143 | 0.29001 | -0.054429 | -0.42404 | -0.81321 | -1.2098 | -1.6183 | -2.0525 | -2.5239 | -3.0254 | -3.5471 | -4.0683 | -4.6081 | -5.1597 | -5.7285 | -6.316 | -6.9364 | -7.5797 | -8.2434 | -8.9275 | -9.6301
Standard error of intercept | 0.58917 | 0.56601 | 0.54371 | 0.52558 | 0.5081 | 0.49196 | 0.47944 | 0.47193 | 0.46975 | 0.47214 | 0.47881 | 0.48878 | 0.50253 | 0.51887 | 0.53916 | 0.56184 | 0.58635 | 0.61314 | 0.64194 | 0.67238 | 0.70434 | 0.73708 | 0.77136 | 0.80719 | 0.84384 | 0.8807 | 0.91875 | 0.9568 | 0.99583 | 1.0348 | 1.0744 | 1.1143 | 1.1544
Df, degreees of freedom | 89 | 89 | 89 | 89 | 89 | 89 | 89 | 89 | 89 | 89 | 89 | 89 | 89 | 89 | 89 | 89 | 89 | 89 | 89 | 89 | 89 | 89 | 89 | 89 | 89 | 89 | 89 | 89 | 89 | 89 | 89 | 89 | 89
95% upper bound of intercept | 6.0846 | 5.6698 | 5.2452 | 4.8419 | 4.4272 | 4.0094 | 3.6044 | 3.2351 | 2.8799 | 2.5501 | 2.2308 | 1.9284 | 1.6299 | 1.321 | 1.0169 | 0.69232 | 0.35187 | 0.0085114 | -0.3428 | -0.71654 | -1.1244 | -1.5609 | -2.0144 | -2.4644 | -2.9315 | -3.4098 | -3.903 | -4.4148 | -4.9577 | -5.5236 | -6.1086 | -6.7134 | -7.3364
95% lower bound of intercept | 3.7433 | 3.4205 | 3.0845 | 2.7533 | 2.408 | 2.0544 | 1.6992 | 1.3596 | 1.0132 | 0.67383 | 0.32805 | -0.013941 | -0.36709 | -0.74097 | -1.1257 | -1.5404 | -1.9783 | -2.4281 | -2.8938 | -3.3885 | -3.9234 | -4.49 | -5.0798 | -5.6721 | -6.2848 | -6.9096 | -7.554 | -8.2171 | -8.9151 | -9.6358 | -10.3782 | -11.1416 | -11.9238
HDD Base variations for linear regression October 2022 to March 2023 -- Daily (six months including downstairs leak period)
Testing Best Fit HDD Base
DOWNSTAIRS UNIT ALONE | HDD 39 | HDD 40 | HDD 41 | HDD 42 | HDD 43 | HDD 44 | HDD 45 | HDD 46 | HDD 47 | HDD 48 | HDD 49 | HDD 50 | HDD 51 | HDD 52 | HDD 53 | HDD 54 | HDD 55 | HDD 56 | HDD 57 | HDD 58 | HDD 59 | HDD 60 | HDD 61 | HDD 62 | HDD 63 | HDD 64 | HDD 65 | HDD 66 | HDD 67 | HDD 68 | HDD 69 | HDD 70 | HDD 71
R-squared | 0.64901 | 0.67558 | 0.69909 | 0.72005 | 0.73783 | 0.75237 | 0.76409 | 0.77283 | 0.77908 | 0.7835 | 0.78635 | 0.78773 | 0.78792 | 0.78702 | 0.78502 | 0.78249 | 0.77943 | 0.77578 | 0.77212 | 0.7682 | 0.7646 | 0.76122 | 0.75787 | 0.75455 | 0.75138 | 0.74846 | 0.74561 | 0.74305 | 0.74081 | 0.73888 | 0.73722 | 0.73577 | 0.73461
Regression coefficient (m) | 1.3134 | 1.2681 | 1.223 | 1.1791 | 1.1359 | 1.0942 | 1.0542 | 1.0154 | 0.97881 | 0.94405 | 0.91177 | 0.8812 | 0.85292 | 0.8268 | 0.80262 | 0.78094 | 0.76128 | 0.74322 | 0.72694 | 0.7124 | 0.70002 | 0.68921 | 0.67967 | 0.6709 | 0.66316 | 0.65619 | 0.65001 | 0.64462 | 0.64023 | 0.63657 | 0.63354 | 0.63107 | 0.6291
Intercept (b) | 5.499 | 5.0603 | 4.6139 | 4.1673 | 3.7243 | 3.2892 | 2.8669 | 2.4634 | 2.0709 | 1.6941 | 1.3209 | 0.96406 | 0.60758 | 0.25245 | -0.10156 | -0.46649 | -0.83841 | -1.2126 | -1.5965 | -1.9933 | -2.417 | -2.8568 | -3.3093 | -3.7653 | -4.2328 | -4.7068 | -5.1908 | -5.6854 | -6.2009 | -6.7294 | -7.2716 | -7.8258 | -8.3922
Standard error of intercept | 0.42327 | 0.41753 | 0.41303 | 0.40935 | 0.40716 | 0.40673 | 0.40787 | 0.41089 | 0.41589 | 0.42224 | 0.4302 | 0.43941 | 0.45016 | 0.46239 | 0.47625 | 0.49144 | 0.50791 | 0.52565 | 0.54413 | 0.56386 | 0.58451 | 0.60584 | 0.62803 | 0.65075 | 0.67409 | 0.69768 | 0.72195 | 0.7465 | 0.77166 | 0.7971 | 0.82286 | 0.849 | 0.87527
Df, degreees of freedom | 179 | 179 | 179 | 179 | 179 | 179 | 179 | 179 | 179 | 179 | 179 | 179 | 179 | 179 | 179 | 179 | 179 | 179 | 179 | 179 | 179 | 179 | 179 | 179 | 179 | 179 | 179 | 179 | 179 | 179 | 179 | 179 | 179
95% upper bound of intercept | 6.3342 | 5.8842 | 5.4289 | 4.975 | 4.5278 | 4.0918 | 3.6717 | 3.2742 | 2.8916 | 2.5273 | 2.1698 | 1.8311 | 1.4959 | 1.1649 | 0.83823 | 0.50327 | 0.16386 | -0.17534 | -0.52274 | -0.88063 | -1.2636 | -1.6613 | -2.07 | -2.4812 | -2.9026 | -3.33 | -3.7662 | -4.2124 | -4.6781 | -5.1565 | -5.6478 | -6.1505 | -6.665
95% lower bound of intercept | 4.6638 | 4.2364 | 3.7988 | 3.3595 | 2.9209 | 2.4866 | 2.062 | 1.6526 | 1.2503 | 0.86085 | 0.47193 | 0.096983 | -0.28071 | -0.65999 | -1.0414 | -1.4362 | -1.8407 | -2.2499 | -2.6702 | -3.106 | -3.5704 | -4.0523 | -4.5486 | -5.0495 | -5.5629 | -6.0835 | -6.6154 | -7.1585 | -7.7236 | -8.3023 | -8.8953 | -9.5012 | -10.1194
UPSTAIRS UNIT ALONE | HDD 39 | HDD 40 | HDD 41 | HDD 42 | HDD 43 | HDD 44 | HDD 45 | HDD 46 | HDD 47 | HDD 48 | HDD 49 | HDD 50 | HDD 51 | HDD 52 | HDD 53 | HDD 54 | HDD 55 | HDD 56 | HDD 57 | HDD 58 | HDD 59 | HDD 60 | HDD 61 | HDD 62 | HDD 63 | HDD 64 | HDD 65 | HDD 66 | HDD 67 | HDD 68 | HDD 69 | HDD 70 | HDD 71
R-squared | 0.54098 | 0.56768 | 0.59153 | 0.61261 | 0.63208 | 0.64923 | 0.66371 | 0.67536 | 0.68433 | 0.69143 | 0.69681 | 0.70068 | 0.70309 | 0.70445 | 0.70435 | 0.70365 | 0.70242 | 0.70075 | 0.69864 | 0.69647 | 0.69425 | 0.69206 | 0.68981 | 0.68739 | 0.68501 | 0.68276 | 0.68053 | 0.67856 | 0.67677 | 0.67526 | 0.67391 | 0.67273 | 0.67177
Regression coefficient (m) | 0.70107 | 0.67967 | 0.65777 | 0.63589 | 0.61471 | 0.59429 | 0.57446 | 0.55499 | 0.53636 | 0.51852 | 0.50182 | 0.48591 | 0.47107 | 0.45735 | 0.44451 | 0.43298 | 0.42254 | 0.413 | 0.4043 | 0.3966 | 0.39 | 0.38422 | 0.37912 | 0.37439 | 0.37021 | 0.36643 | 0.36308 | 0.36017 | 0.35778 | 0.3558 | 0.35415 | 0.35281 | 0.35173
Intercept (b) | 3.6447 | 3.4001 | 3.1511 | 2.9024 | 2.652 | 2.4036 | 2.1616 | 1.9295 | 1.704 | 1.487 | 1.2723 | 1.0667 | 0.86191 | 0.65758 | 0.45506 | 0.24658 | 0.033915 | -0.1809 | -0.39972 | -0.62695 | -0.86799 | -1.1175 | -1.374 | -1.6317 | -1.8955 | -2.1626 | -2.4352 | -2.7138 | -3.0035 | -3.3007 | -3.6048 | -3.9158 | -4.2331
Standard error of intercept | 0.283 | 0.28181 | 0.28136 | 0.28154 | 0.28201 | 0.28302 | 0.28472 | 0.28719 | 0.29066 | 0.29473 | 0.29963 | 0.30508 | 0.31142 | 0.31848 | 0.32654 | 0.33539 | 0.34493 | 0.35505 | 0.36585 | 0.37725 | 0.38948 | 0.40226 | 0.41561 | 0.42939 | 0.44363 | 0.4581 | 0.47302 | 0.48817 | 0.50383 | 0.51972 | 0.53594 | 0.55244 | 0.56913
Df, degreees of freedom | 179 | 179 | 179 | 179 | 179 | 179 | 179 | 179 | 179 | 179 | 179 | 179 | 179 | 179 | 179 | 179 | 179 | 179 | 179 | 179 | 179 | 179 | 179 | 179 | 179 | 179 | 179 | 179 | 179 | 179 | 179 | 179 | 179
95% upper bound of intercept | 4.2032 | 3.9562 | 3.7063 | 3.458 | 3.2085 | 2.9621 | 2.7234 | 2.4962 | 2.2776 | 2.0686 | 1.8636 | 1.6687 | 1.4764 | 1.286 | 1.0994 | 0.9084 | 0.71457 | 0.51972 | 0.32222 | 0.11748 | -0.099433 | -0.32372 | -0.5539 | -0.7844 | -1.0201 | -1.2586 | -1.5018 | -1.7505 | -2.0093 | -2.2751 | -2.5472 | -2.8257 | -3.11
95% lower bound of intercept | 3.0863 | 2.8441 | 2.5958 | 2.3468 | 2.0956 | 1.8451 | 1.5997 | 1.3628 | 1.1304 | 0.90542 | 0.68104 | 0.46466 | 0.24738 | 0.029128 | -0.1893 | -0.41525 | -0.64674 | -0.88153 | -1.1217 | -1.3714 | -1.6365 | -1.9113 | -2.1942 | -2.479 | -2.7709 | -3.0665 | -3.3686 | -3.6771 | -3.9977 | -4.3262 | -4.6624 | -5.0059 | -5.3562
BOTH UNITS TOGETHER | HDD 39 | HDD 40 | HDD 41 | HDD 42 | HDD 43 | HDD 44 | HDD 45 | HDD 46 | HDD 47 | HDD 48 | HDD 49 | HDD 50 | HDD 51 | HDD 52 | HDD 53 | HDD 54 | HDD 55 | HDD 56 | HDD 57 | HDD 58 | HDD 59 | HDD 60 | HDD 61 | HDD 62 | HDD 63 | HDD 64 | HDD 65 | HDD 66 | HDD 67 | HDD 68 | HDD 69 | HDD 70 | HDD 71
R-squared | 0.67417 | 0.70374 | 0.73 | 0.75333 | 0.7738 | 0.79106 | 0.80525 | 0.81621 | 0.8243 | 0.83035 | 0.83459 | 0.83718 | 0.83833 | 0.83829 | 0.83688 | 0.83485 | 0.83222 | 0.82901 | 0.8256 | 0.82199 | 0.81858 | 0.81533 | 0.81208 | 0.80878 | 0.80559 | 0.80264 | 0.79973 | 0.79714 | 0.79485 | 0.79288 | 0.79117 | 0.78968 | 0.78847
Regression coefficient (m) | 2.0144 | 1.9478 | 1.8808 | 1.815 | 1.7506 | 1.6885 | 1.6287 | 1.5704 | 1.5152 | 1.4626 | 1.4136 | 1.3671 | 1.324 | 1.2841 | 1.2471 | 1.2139 | 1.1838 | 1.1562 | 1.1312 | 1.109 | 1.09 | 1.0734 | 1.0588 | 1.0453 | 1.0334 | 1.0226 | 1.0131 | 1.0048 | 0.99801 | 0.99237 | 0.98769 | 0.98388 | 0.98083
Intercept (b) | 9.1437 | 8.4604 | 7.7649 | 7.0697 | 6.3764 | 5.6928 | 5.0284 | 4.3929 | 3.775 | 3.1811 | 2.5932 | 2.0307 | 1.4695 | 0.91003 | 0.3535 | -0.21991 | -0.80449 | -1.3935 | -1.9962 | -2.6202 | -3.285 | -3.9743 | -4.6834 | -5.3971 | -6.1282 | -6.8693 | -7.626 | -8.3993 | -9.2044 | -10.0301 | -10.8764 | -11.7416 | -12.6253
Standard error of intercept | 0.61372 | 0.60045 | 0.58879 | 0.57826 | 0.56916 | 0.56224 | 0.55768 | 0.5562 | 0.55816 | 0.5625 | 0.56966 | 0.57915 | 0.59148 | 0.60635 | 0.62432 | 0.64445 | 0.66664 | 0.6908 | 0.71636 | 0.74361 | 0.77221 | 0.80179 | 0.83263 | 0.8644 | 0.89705 | 0.93003 | 0.96398 | 0.99818 | 1.0331 | 1.0683 | 1.1039 | 1.1399 | 1.176
Df, degreees of freedom | 179 | 179 | 179 | 179 | 179 | 179 | 179 | 179 | 179 | 179 | 179 | 179 | 179 | 179 | 179 | 179 | 179 | 179 | 179 | 179 | 179 | 179 | 179 | 179 | 179 | 179 | 179 | 179 | 179 | 179 | 179 | 179 | 179
95% upper bound of intercept | 10.3548 | 9.6453 | 8.9268 | 8.2108 | 7.4995 | 6.8022 | 6.1289 | 5.4905 | 4.8764 | 4.2911 | 3.7173 | 3.1736 | 2.6367 | 2.1065 | 1.5855 | 1.0518 | 0.511 | -0.030339 | -0.58261 | -1.1529 | -1.7612 | -2.3921 | -3.0403 | -3.6913 | -4.3581 | -5.0341 | -5.7238 | -6.4296 | -7.1657 | -7.9219 | -8.698 | -9.4922 | -10.3047
95% lower bound of intercept | 7.9327 | 7.2756 | 6.6031 | 5.9286 | 5.2533 | 4.5833 | 3.928 | 3.2954 | 2.6735 | 2.0711 | 1.469 | 0.88789 | 0.30231 | -0.28648 | -0.87848 | -1.4916 | -2.12 | -2.7567 | -3.4098 | -4.0876 | -4.8088 | -5.5564 | -6.3264 | -7.1028 | -7.8984 | -8.7046 | -9.5282 | -10.369 | -11.2431 | -12.1382 | -13.0547 | -13.991 | -14.9458

## Special SCOPs and checks (hidden)
EXPLORATORY COMPUTATIONS WITH NON-HEATING GAS USE AT 5 THERMS/MONTHS
Period used as normalization base | All Months (November 2010 to June 2015) | [11 empty] | First Two Years (November 2010 to October 2012) |  | Six Months (November 2011 to March 2012)
Unit | 118 |  |  |  | 120 |  |  |  | Both |  |  |  | 118 | Both | Both | Both
HDD Base | 46 | 50(2) | 54 | 60 | 43 | 46 | 50 | 54 | 46 | 50(1) | 54 | 60 | 54 | 54 | 54 | 65
SCOP All 6 months | 1.8305 | 1.9732 | 2.0846 | 2.2117 | 1.0915 | 1.1918 | 1.2949 | 1.3723 | 1.5896 | 1.8053 | 1.816 | 1.9274 | 2.1372 | 1.777 | 1.6451 | 1.6551
SCOP 1st 3 Oct-Dec | 2.2938 | 2.4464 | 2.5951 | 2.8405 | 0.99375 | 1.0718 | 1.1632 | 1.2491 | 1.7542 | 1.997 | 2.0008 | 2.1982 | 2.6609 | 1.9675 | 1.5946 | 1.5808
SCOP 2d 3 Jan-Mar | 1.6409 | 1.7796 | 1.8757 | 1.9544 | 1.1512 | 1.2651 | 1.3754 | 1.4476 | 1.5108 | 1.7135 | 1.7274 | 1.7976 | 1.9228 | 1.6858 | 1.6693 | 1.6907
Highlighted items are possible "best fit"
(1) Done at Non-heating uses at 3 therms; all others done at non-heating uses as 5 therms
Observation: Have no rational basis for asserting that first six months is lower thermostat setting than first two years -- Thousand Home Challenge was for calendar 2011, into the second winter, likely no change in that winter.
Biggest swing in highlighted items is in first three month line, but jump is from six months to two years, not from two years to all 54 months.
Note, these results are extracted from the first versions of the regressions (using excel data analysis buttons and provide a check to the estimate array based directly on excel functions.

## Analysis of alt bases (hidden)
Testing Correlations and Intercepts
DYNAMIC
|  |  | CORRELATION |  |  | INTERCEPT
HDD Source | Unit (s) | PERIOD Correlated | Max | Best Fit | At Intercept BF | MIN ABS Val | Best Fit | At Correl BF
Mean KBED/KBOS | 118 | Monthly, November 2010 to June 2015 | 97.76% | HDD 52 | 97.58% | 0.13947 | HDD 49 | 0.92744
Mean KBED/KBOS | 120 | Monthly, November 2010 to June 2015 | 96.93% | HDD 43 | 96.67% | 0.045007 | HDD 40 | 0.40497
Mean KBED/KBOS | Both | Monthly, November 2010 to June 2015 | 98.31% | HDD 49 | 98.24% | 0.089484 | HDD 47 | 1.0542
Mean KBED/KBOS | 118 | Monthly, November 2010 to October 2012 | 99.14% | HDD 50 | 99.01% | 0.15493 | HDD 48 | 0.46724
Mean KBED/KBOS | 118 | Monthly, November 2012 to June 2015 | 97.02% | HDD 53 | 96.9% | 0.12588 | HDD 50 | 1.2647
Mean KBED/KBOS | 120 | Monthly, November 2010 to October 2012 | 94.65% | HDD 43 | 94.36% | 0.021702 | HDD 40 | 0.27417
Mean KBED/KBOS | 120 | Monthly, November 2012 to June 2015 | 97.97% | HDD 43 | 97.77% | 0.035681 | HDD 41 | 0.39928
Mean KBED/KBOS | Both | Monthly, November 2010 to October 2012 | 98.99% | HDD 48 | 98.96% | 0.19113 | HDD 47 | 0.59225
Mean KBED/KBOS | Both | Monthly, November 2012 to June 2015 | 97.92% | HDD 49 | 97.82% | 0.021362 | HDD 47 | 1.0866
Mean KBED/KBOS | 118 | Daily, 10/2/2022 to 3/31/2023 | 88.76% | HDD 51 | 88.6% | 0.10156 | HDD 53 | 0.60758
Mean KBED/KBOS | 120 | Daily, 10/2/2022 to 3/31/2023 | 83.93% | HDD 52 | 83.81% | 0.033915 | HDD 55 | 0.65758
Mean KBED/KBOS | Both | Daily, 10/2/2022 to 3/31/2023 | 91.56% | HDD 51 | 91.37% | 0.21991 | HDD 54 | 1.4695
Mean KBED/KBOS | 118 | Daily, 10/2/2022 to 12/31/2022 | 93.92% | HDD 44 | 92.88% | 0.028718 | HDD 49 | 1.022
Mean KBED/KBOS | 118 | Daily 1/1/2023 to 3/31/2023 | 83.92% | HDD 48 | 82.79% | 0.1014 | HDD 57 | 5.0591
Mean KBED/KBOS | 120 | Daily, 10/2/2022 to 12/31/2022 | 85.92% | HDD 56 | 85.89% | 0.033912 | HDD 57 | 0.2019
Mean KBED/KBOS | 120 | Daily 1/1/2023 to 3/31/2023 | 78.76% | HDD 49 | 78.6% | 0.074672 | HDD 53 | 1.3661
Mean KBED/KBOS | Both | Daily, 10/2/2022 to 12/31/2022 | 94.63% | HDD 49 | 94.08% | 0.054429 | HDD 53 | 1.2794
Mean KBED/KBOS | Both | Daily 1/1/2023 to 3/31/2023 | 86.94% | HDD 49 | 86.3% | 0.28399 | HDD 55 | 5.8735
NON HEATING USAGE AT 0 THERMS |  |  | CORRELATION |  |  | INTERCEPT |  |  | NON HEATING USAGE AT 3 THERMS |  |  | CORRELATION |  |  | INTERCEPT |  |  | NON HEATING USAGE AT 5 THERMS |  |  | CORRELATION |  |  | INTERCEPT
HDD Source | Unit (s) | PERIOD Correlated | Max | Best Fit | At Intercept BF | MIN ABS Val | Best Fit | At Correl BF | HDD Source | Unit (s) | PERIOD Correlated | Max | Best Fit | At Intercept BF | MIN ABS Val | Best Fit | At Correl BF | HDD Source | Unit (s) | PERIOD Correlated | Max | Best Fit | At Intercept BF | MIN ABS Val | Best Fit | At Correl BF
Mean KBED/KBOS | 118 | Monthly, November 2010 to June 2015 | 97.98% | HDD 54 | 97.97% | 0.021723 | HDD 55 | 0.39817 | Mean KBED/KBOS | 118 | Monthly, November 2010 to June 2015 | 97.83% | HDD 53 | 97.71% | 0.085576 | HDD 50 | 1.0698 | Mean KBED/KBOS | 118 | Monthly, November 2010 to June 2015 | 97.63% | HDD 51 | 97.4% | 0.091558 | HDD 48 | 0.9941
Mean KBED/KBOS | 120 | Monthly, November 2010 to June 2015 | 96.93% | HDD 43 | 96.67% | 0.047376 | HDD 40 | 0.42628 | Mean KBED/KBOS | 120 | Monthly, November 2010 to June 2015 | 96.93% | HDD 43 | 96.67% | 0.047376 | HDD 40 | 0.42628 | Mean KBED/KBOS | 120 | Monthly, November 2010 to June 2015 | 96.93% | HDD 43 | 96.67% | 0.047376 | HDD 40 | 0.42628
Mean KBED/KBOS | Both | Monthly, November 2010 to June 2015 | 98.44% | HDD 50 | 98.42% | 0.097265 | HDD 51 | 0.63559 | Mean KBED/KBOS | Both | Monthly, November 2010 to June 2015 | 98.36% | HDD 49 | 98.25% | 0.24388 | HDD 47 | 0.78886 | Mean KBED/KBOS | Both | Monthly, November 2010 to June 2015 | 98.23% | HDD 48 | 98.1% | 0.035709 | HDD 46 | 1.0318
Mean KBED/KBOS | 118 | Monthly, November 2010 to October 2012 | 99.27% | HDD 53 | 99.24% | 0.11178 | HDD 54 | 0.48614 | Mean KBED/KBOS | 118 | Monthly, November 2010 to October 2012 | 99.17% | HDD 51 | 99.08% | 0.11373 | HDD 49 | 0.56671 | Mean KBED/KBOS | 118 | Monthly, November 2010 to October 2012 | 99.07% | HDD 50 | 98.92% | 0.10428 | HDD 47 | 0.83773
Mean KBED/KBOS | 118 | Monthly, November 2012 to June 2015 | 97.26% | HDD 55 | 97.26% | 0.095989 | HDD 55 | 0.095989 | Mean KBED/KBOS | 118 | Monthly, November 2012 to June 2015 | 97.11% | HDD 53 | 97.04% | 0.19767 | HDD 51 | 1.0148 | Mean KBED/KBOS | 118 | Monthly, November 2012 to June 2015 | 96.87% | HDD 52 | 96.72% | 0.19194 | HDD 49 | 1.3539
Mean KBED/KBOS | 120 | Monthly, November 2010 to October 2012 | 94.65% | HDD 43 | 94.36% | 0.022845 | HDD 40 | 0.2886 | Mean KBED/KBOS | 120 | Monthly, November 2010 to October 2012 | 94.65% | HDD 43 | 94.36% | 0.022845 | HDD 40 | 0.2886 | Mean KBED/KBOS | 120 | Monthly, November 2010 to October 2012 | 94.65% | HDD 43 | 94.36% | 0.022845 | HDD 40 | 0.2886
Mean KBED/KBOS | 120 | Monthly, November 2012 to June 2015 | 97.97% | HDD 43 | 97.77% | 0.037559 | HDD 41 | 0.4203 | Mean KBED/KBOS | 120 | Monthly, November 2012 to June 2015 | 97.97% | HDD 43 | 97.77% | 0.037559 | HDD 41 | 0.4203 | Mean KBED/KBOS | 120 | Monthly, November 2012 to June 2015 | 97.97% | HDD 43 | 97.77% | 0.037559 | HDD 41 | 0.4203
Mean KBED/KBOS | Both | Monthly, November 2010 to October 2012 | 99.12% | HDD 50 | 99.1% | 0.14018 | HDD 51 | 0.60745 | Mean KBED/KBOS | Both | Monthly, November 2010 to October 2012 | 99.03% | HDD 49 | 98.97% | 0.094975 | HDD 47 | 0.77156 | Mean KBED/KBOS | Both | Monthly, November 2010 to October 2012 | 98.92% | HDD 48 | 98.86% | 0.17462 | HDD 46 | 0.99433
Mean KBED/KBOS | Both | Monthly, November 2012 to June 2015 | 98.04% | HDD 50 | 98.03% | 0.09741 | HDD 51 | 0.67933 | Mean KBED/KBOS | Both | Monthly, November 2012 to June 2015 | 97.97% | HDD 50 | 97.92% | 0.22505 | HDD 48 | 1.3573 | Mean KBED/KBOS | Both | Monthly, November 2012 to June 2015 | 97.84% | HDD 49 | 97.67% | 0.051134 | HDD 46 | 1.6044
Mean KBED/KBOS | 118 | Daily, 10/2/2022 to 3/31/2023 | 88.76% | HDD 51 | 88.6% | 0.10156 | HDD 53 | 0.60758 | Mean KBED/KBOS | 118 | Daily, 10/2/2022 to 3/31/2023 | 88.76% | HDD 51 | 88.6% | 0.10156 | HDD 53 | 0.60758 | Mean KBED/KBOS | 118 | Daily, 10/2/2022 to 3/31/2023 | 88.76% | HDD 51 | 88.6% | 0.10156 | HDD 53 | 0.60758
Mean KBED/KBOS | 120 | Daily, 10/2/2022 to 3/31/2023 | 83.93% | HDD 52 | 83.81% | 0.033915 | HDD 55 | 0.65758 | Mean KBED/KBOS | 120 | Daily, 10/2/2022 to 3/31/2023 | 83.93% | HDD 52 | 83.81% | 0.033915 | HDD 55 | 0.65758 | Mean KBED/KBOS | 120 | Daily, 10/2/2022 to 3/31/2023 | 83.93% | HDD 52 | 83.81% | 0.033915 | HDD 55 | 0.65758
Mean KBED/KBOS | Both | Daily, 10/2/2022 to 3/31/2023 | 91.56% | HDD 51 | 91.37% | 0.21991 | HDD 54 | 1.4695 | Mean KBED/KBOS | Both | Daily, 10/2/2022 to 3/31/2023 | 91.56% | HDD 51 | 91.37% | 0.21991 | HDD 54 | 1.4695 | Mean KBED/KBOS | Both | Daily, 10/2/2022 to 3/31/2023 | 91.56% | HDD 51 | 91.37% | 0.21991 | HDD 54 | 1.4695
Mean KBED/KBOS | 118 | Daily, 10/2/2022 to 12/31/2022 | 93.92% | HDD 44 | 92.88% | 0.028718 | HDD 49 | 1.022 | Mean KBED/KBOS | 118 | Daily, 10/2/2022 to 12/31/2022 | 93.92% | HDD 44 | 92.88% | 0.028718 | HDD 49 | 1.022 | Mean KBED/KBOS | 118 | Daily, 10/2/2022 to 12/31/2022 | 93.92% | HDD 44 | 92.88% | 0.028718 | HDD 49 | 1.022
Mean KBED/KBOS | 118 | Daily 1/1/2023 to 3/31/2023 | 83.92% | HDD 48 | 82.79% | 0.1014 | HDD 57 | 5.0591 | Mean KBED/KBOS | 118 | Daily 1/1/2023 to 3/31/2023 | 83.92% | HDD 48 | 82.79% | 0.1014 | HDD 57 | 5.0591 | Mean KBED/KBOS | 118 | Daily 1/1/2023 to 3/31/2023 | 83.92% | HDD 48 | 82.79% | 0.1014 | HDD 57 | 5.0591
Mean KBED/KBOS | 120 | Daily, 10/2/2022 to 12/31/2022 | 85.92% | HDD 56 | 85.89% | 0.033912 | HDD 57 | 0.2019 | Mean KBED/KBOS | 120 | Daily, 10/2/2022 to 12/31/2022 | 85.92% | HDD 56 | 85.89% | 0.033912 | HDD 57 | 0.2019 | Mean KBED/KBOS | 120 | Daily, 10/2/2022 to 12/31/2022 | 85.92% | HDD 56 | 85.89% | 0.033912 | HDD 57 | 0.2019
Mean KBED/KBOS | 120 | Daily 1/1/2023 to 3/31/2023 | 78.76% | HDD 49 | 78.6% | 0.074672 | HDD 53 | 1.3661 | Mean KBED/KBOS | 120 | Daily 1/1/2023 to 3/31/2023 | 78.76% | HDD 49 | 78.6% | 0.074672 | HDD 53 | 1.3661 | Mean KBED/KBOS | 120 | Daily 1/1/2023 to 3/31/2023 | 78.76% | HDD 49 | 78.6% | 0.074672 | HDD 53 | 1.3661
Mean KBED/KBOS | Both | Daily, 10/2/2022 to 12/31/2022 | 94.63% | HDD 49 | 94.08% | 0.054429 | HDD 53 | 1.2794 | Mean KBED/KBOS | Both | Daily, 10/2/2022 to 12/31/2022 | 94.63% | HDD 49 | 94.08% | 0.054429 | HDD 53 | 1.2794 | Mean KBED/KBOS | Both | Daily, 10/2/2022 to 12/31/2022 | 94.63% | HDD 49 | 94.08% | 0.054429 | HDD 53 | 1.2794
Mean KBED/KBOS | Both | Daily 1/1/2023 to 3/31/2023 | 86.94% | HDD 49 | 86.3% | 0.28399 | HDD 55 | 5.8735 | Mean KBED/KBOS | Both | Daily 1/1/2023 to 3/31/2023 | 86.94% | HDD 49 | 86.3% | 0.28399 | HDD 55 | 5.8735 | Mean KBED/KBOS | Both | Daily 1/1/2023 to 3/31/2023 | 86.94% | HDD 49 | 86.3% | 0.28399 | HDD 55 | 5.8735

## KBOS -- Logan Data (hidden)
Description: | Fahrenheit-based heating degree days with base temperatures at and around 44 F | [13 empty] | Description: | Fahrenheit-based heating degree days with base temperatures at and around 55 F | [13 empty] | Description: | Fahrenheit-based heating degree days with base temperatures at and around 65 F
Source: | www.degreedays.net | [13 empty] | Source: | www.degreedays.net | [13 empty] | Source: | www.degreedays.net
Accuracy: | Estimates were made to account for missing data: the "% Estimated" column shows how much each figure was affected (0% is best, 100% is worst) | [13 empty] | Accuracy: | Estimates were made to account for missing data: the "% Estimated" column shows how much each figure was affected (0% is best, 100% is worst) | [13 empty] | Accuracy: | Estimates were made to account for missing data: the "% Estimated" column shows how much each figure was affected (0% is best, 100% is worst)
Station: | Boston, MA, US (71.00W,42.36N) | [13 empty] | Station: | Boston, MA, US (71.00W,42.36N) | [13 empty] | Station: | Boston, MA, US (71.00W,42.36N)
Station ID: | KBOS | [13 empty] | Station ID: | KBOS | [13 empty] | Station ID: | KBOS
| (Column titles show the base temperature in Fahrenheit) | [12 empty] | 5 |  | (Column titles show the base temperature in Fahrenheit) | [12 empty] | 5 |  | (Column titles show the base temperature in Fahrenheit) | [12 empty] | 5
Month starting | HDD 38 | HDD 39 | HDD 40 | HDD 41 | HDD 42 | HDD 43 | HDD 44 | HDD 45 | HDD 46 | HDD 47 | HDD 48 | HDD 49 | HDD 50 | % Estimated | Month starting | HDD 49 | HDD 50 | HDD 51 | HDD 52 | HDD 53 | HDD 54 | HDD 55 | HDD 56 | HDD 57 | HDD 58 | HDD 59 | HDD 60 | HDD 61 | % Estimated | Month starting | HDD 59 | HDD 60 | HDD 61 | HDD 62 | HDD 63 | HDD 64 | HDD 65 | HDD 66 | HDD 67 | HDD 68 | HDD 69 | HDD 70 | HDD 71 | % Estimated
2000-01-01 | 391.2 | 414.7 | 438.9 | 463.4 | 489 | 515.4 | 542.3 | 570 | 598.2 | 626.2 | 655 | 683.8 | 712.8 | 0 | 2000-01-01 | 683.8 | 712.8 | 742 | 771.2 | 800.7 | 830.7 | 860.9 | 891.2 | 921.6 | 952 | 982.5 | 1012.9 | 1043.5 | 0 | 2000-01-01 | 982.5 | 1012.9 | 1043.5 | 1074.2 | 1105.1 | 1136 | 1167 | 1198 | 1229 | 1260 | 1291 | 1322 | 1353 | 0
2000-02-01 | 173.8 | 193.9 | 215.5 | 238.2 | 261.6 | 285.5 | 309.9 | 335.1 | 360.5 | 386.5 | 413.3 | 440.4 | 467.7 | 0 | 2000-02-01 | 440.4 | 467.7 | 495.1 | 522.6 | 550.4 | 578.6 | 606.9 | 635.4 | 664 | 692.8 | 721.6 | 750.5 | 779.5 | 0 | 2000-02-01 | 721.6 | 750.5 | 779.5 | 808.5 | 837.5 | 866.5 | 895.5 | 924.5 | 953.5 | 982.5 | 1011.5 | 1040.5 | 1069.5 | 0
2000-03-01 | 42.4 | 52.1 | 64.3 | 78.2 | 93.4 | 109.7 | 126.9 | 145.3 | 165.4 | 186.6 | 209 | 232.3 | 256.6 | 0 | 2000-03-01 | 232.3 | 256.6 | 282.4 | 309 | 336.3 | 363.8 | 391.9 | 420.6 | 449.4 | 478.7 | 508.1 | 537.9 | 568 | 0 | 2000-03-01 | 508.1 | 537.9 | 568 | 598.2 | 628.6 | 659.1 | 689.6 | 720.2 | 750.9 | 781.7 | 812.5 | 843.3 | 874.3 | 0
2000-04-01 | 4.4 | 7.5 | 11.3 | 15.9 | 22.4 | 30.9 | 42.9 | 56.1 | 71.4 | 88.5 | 107.2 | 127 | 148.2 | 0 | 2000-04-01 | 127 | 148.2 | 170.7 | 194.2 | 218.5 | 243 | 268.3 | 293.8 | 320 | 346.1 | 373 | 400.3 | 428.2 | 0 | 2000-04-01 | 373 | 400.3 | 428.2 | 456.6 | 485.3 | 514.1 | 543.1 | 572.3 | 601.8 | 631.2 | 661 | 690.7 | 720.5 | 0
2000-05-01 | 0 | 0 | 0 | 0 | 0 | 0 | 0.1 | 0.7 | 2.3 | 4.6 | 8.2 | 12.8 | 18.5 | 0 | 2000-05-01 | 12.8 | 18.5 | 26.6 | 36.6 | 48.2 | 60.9 | 75.7 | 92.1 | 110.3 | 129.8 | 150.6 | 172.6 | 195.8 | 0 | 2000-05-01 | 150.6 | 172.6 | 195.8 | 219.7 | 244.7 | 270.4 | 297 | 323.9 | 351.4 | 379 | 407.4 | 435.7 | 464.6 | 0
2000-06-01 | 0 | 0 | 0 | 0 | 0 | 0 | 0 | 0 | 0 | 0.1 | 0.4 | 0.9 | 1.4 | 0.03 | 2000-06-01 | 0.9 | 1.4 | 2.1 | 3 | 5.1 | 7.7 | 11.6 | 16.1 | 21.6 | 28 | 35.6 | 43.7 | 52.4 | 0.03 | 2000-06-01 | 35.6 | 43.7 | 52.4 | 61.5 | 71.3 | 81.7 | 93.7 | 107.4 | 122.3 | 138.4 | 155.7 | 173.9 | 193.8 | 0.03
2000-07-01 | 0 | 0 | 0 | 0 | 0 | 0 | 0 | 0 | 0 | 0 | 0 | 0 | 0 | 0 | 2000-07-01 | 0 | 0 | 0 | 0 | 0 | 0 | 0 | 0 | 0.1 | 0.3 | 0.5 | 1 | 2 | 0 | 2000-07-01 | 0.5 | 1 | 2 | 3.3 | 6.4 | 10.6 | 17.7 | 27.3 | 40 | 54.5 | 70.7 | 88.3 | 107.8 | 0
2000-08-01 | 0 | 0 | 0 | 0 | 0 | 0 | 0 | 0 | 0 | 0 | 0 | 0 | 0 | 5 | 2000-08-01 | 0 | 0 | 0 | 0 | 0 | 0 | 0 | 0 | 0.1 | 0.4 | 0.9 | 1.8 | 2.6 | 5 | 2000-08-01 | 0.9 | 1.8 | 2.6 | 4 | 6.7 | 11.1 | 17.8 | 26.7 | 37.7 | 50 | 64.3 | 80.5 | 99 | 5
2000-09-01 | 0 | 0 | 0.1 | 0.3 | 0.5 | 0.8 | 1.2 | 1.8 | 2.5 | 3.3 | 4.2 | 5.3 | 7.1 | 0 | 2000-09-01 | 5.3 | 7.1 | 9.1 | 11.9 | 15.4 | 19.7 | 25.1 | 31 | 38 | 45.6 | 53.9 | 63.3 | 73.4 | 0 | 2000-09-01 | 53.9 | 63.3 | 73.4 | 85.6 | 99.3 | 114 | 130.5 | 148.1 | 167.9 | 188.9 | 211.1 | 234.1 | 258.2 | 0
2000-10-01 | 3.7 | 5.4 | 7.4 | 9.9 | 13.3 | 17.2 | 22.7 | 29 | 35.9 | 43.4 | 51.6 | 60.5 | 69.7 | 0 | 2000-10-01 | 60.5 | 69.7 | 80.8 | 93.3 | 107.2 | 122.8 | 139.9 | 158.1 | 179 | 200.4 | 223.3 | 246.7 | 271.4 | 0 | 2000-10-01 | 223.3 | 246.7 | 271.4 | 296.3 | 322.4 | 348.8 | 375.4 | 403.1 | 430.9 | 459.6 | 488.6 | 517.9 | 547.4 | 0
2000-11-01 | 43.4 | 50.1 | 57.6 | 66.1 | 75.4 | 86 | 98.5 | 112.2 | 127.6 | 144.7 | 164.3 | 185.8 | 209.9 | 0 | 2000-11-01 | 185.8 | 209.9 | 235.9 | 262.7 | 290.6 | 318.5 | 347.2 | 376.3 | 405.5 | 435 | 464.5 | 494.2 | 523.9 | 0 | 2000-11-01 | 464.5 | 494.2 | 523.9 | 553.8 | 583.8 | 613.8 | 643.8 | 673.8 | 703.8 | 733.8 | 763.8 | 793.8 | 823.8 | 0
2000-12-01 | 289.9 | 316.9 | 344.7 | 373.2 | 401.9 | 431 | 460.5 | 490.1 | 519.8 | 549.6 | 579.4 | 609.4 | 639.3 | 0.1 | 2000-12-01 | 609.4 | 639.3 | 669.4 | 699.5 | 729.7 | 760 | 790.4 | 820.8 | 851.3 | 881.7 | 912.2 | 942.8 | 973.5 | 0.1 | 2000-12-01 | 912.2 | 942.8 | 973.5 | 1004.2 | 1035.1 | 1066.1 | 1097.1 | 1128.1 | 1159.1 | 1190.1 | 1221.1 | 1252.1 | 1283.1 | 0.1
2001-01-01 | 246.6 | 275.6 | 305.3 | 335.7 | 366.4 | 397.2 | 428.2 | 459.2 | 490.2 | 521.2 | 552.2 | 583.2 | 614.2 | 0.06 | 2001-01-01 | 583.2 | 614.2 | 645.2 | 676.2 | 707.2 | 738.2 | 769.2 | 800.2 | 831.2 | 862.2 | 893.2 | 924.2 | 955.2 | 0.06 | 2001-01-01 | 893.2 | 924.2 | 955.2 | 986.2 | 1017.2 | 1048.2 | 1079.2 | 1110.2 | 1141.2 | 1172.2 | 1203.2 | 1234.2 | 1265.2 | 0.06
2001-02-01 | 199.1 | 221.4 | 244.6 | 268.7 | 293.8 | 319.4 | 345.6 | 372.3 | 399.3 | 426.4 | 453.7 | 481.2 | 509 | 0 | 2001-02-01 | 481.2 | 509 | 536.8 | 564.6 | 592.5 | 620.5 | 648.5 | 676.5 | 704.5 | 732.5 | 760.5 | 788.5 | 816.5 | 0 | 2001-02-01 | 760.5 | 788.5 | 816.5 | 844.5 | 872.5 | 900.5 | 928.5 | 956.5 | 984.5 | 1012.5 | 1040.5 | 1068.5 | 1096.5 | 0
2001-03-01 | 122.7 | 143.2 | 165.3 | 189.1 | 214.2 | 240.7 | 268.8 | 297.2 | 326.4 | 356.1 | 385.9 | 416.2 | 447.1 | 0.06 | 2001-03-01 | 416.2 | 447.1 | 478.1 | 509.1 | 540.1 | 571.1 | 602.1 | 633.1 | 664.1 | 695.1 | 726.1 | 757.1 | 788.1 | 0.06 | 2001-03-01 | 726.1 | 757.1 | 788.1 | 819.1 | 850.1 | 881.1 | 912.1 | 943.1 | 974.1 | 1005.1 | 1036.1 | 1067.1 | 1098.1 | 0.06
2001-04-01 | 9.1 | 13.2 | 18.5 | 25.1 | 32.2 | 41.2 | 52 | 64.4 | 78.7 | 94.3 | 111.1 | 129.7 | 149 | 0.03 | 2001-04-01 | 129.7 | 149 | 169.6 | 191.6 | 214.1 | 237.2 | 261.8 | 286.7 | 312.2 | 338.2 | 364.5 | 391.7 | 419 | 0.03 | 2001-04-01 | 364.5 | 391.7 | 419 | 446.8 | 474.5 | 502.7 | 531 | 559.4 | 587.9 | 616.6 | 645.3 | 674 | 702.9 | 0.03
2001-05-01 | 0 | 0 | 0 | 0.2 | 0.4 | 0.6 | 1.1 | 1.6 | 2.4 | 3.4 | 4.6 | 6.3 | 9.3 | 0 | 2001-05-01 | 6.3 | 9.3 | 13.6 | 19.5 | 27.6 | 37.9 | 49.5 | 63.2 | 78.6 | 95.5 | 114 | 133.7 | 154.6 | 0 | 2001-05-01 | 114 | 133.7 | 154.6 | 175.9 | 198.3 | 221.1 | 244.7 | 268.8 | 293.5 | 318.5 | 344.1 | 369.7 | 395.9 | 0
2001-06-01 | 0 | 0 | 0 | 0 | 0 | 0 | 0 | 0 | 0 | 0 | 0 | 0 | 0 | 0.03 | 2001-06-01 | 0 | 0 | 0.1 | 0.3 | 0.7 | 1.3 | 2.1 | 3.2 | 4.7 | 6.9 | 9.2 | 12.1 | 15.6 | 0.03 | 2001-06-01 | 9.2 | 12.1 | 15.6 | 20 | 25.5 | 31.5 | 39.4 | 47.9 | 57.2 | 68.6 | 80.4 | 94.4 | 110.1 | 0.03
2001-07-01 | 0 | 0 | 0 | 0 | 0 | 0 | 0 | 0 | 0 | 0 | 0 | 0 | 0 | 0 | 2001-07-01 | 0 | 0 | 0 | 0 | 0 | 0 | 0 | 0 | 0 | 0.3 | 1 | 2 | 4.3 | 0 | 2001-07-01 | 1 | 2 | 4.3 | 7.3 | 11.7 | 18.1 | 25.9 | 35.3 | 46.8 | 59.9 | 75.6 | 93.9 | 114.3 | 0
2001-08-01 | 0 | 0 | 0 | 0 | 0 | 0 | 0 | 0 | 0 | 0 | 0 | 0 | 0 | 0.03 | 2001-08-01 | 0 | 0 | 0 | 0 | 0 | 0 | 0 | 0 | 0 | 0 | 0 | 0.1 | 0.3 | 0.03 | 2001-08-01 | 0 | 0.1 | 0.3 | 1 | 1.9 | 3.2 | 5.5 | 8.3 | 12.8 | 19.4 | 27.8 | 37.9 | 50.2 | 0.03
2001-09-01 | 0 | 0 | 0 | 0 | 0 | 0 | 0 | 0 | 0 | 0 | 0 | 0 | 0.1 | 0 | 2001-09-01 | 0 | 0.1 | 0.3 | 0.7 | 1.5 | 2.9 | 5.8 | 9.3 | 14.1 | 19.9 | 26.7 | 34.5 | 43.6 | 0 | 2001-09-01 | 26.7 | 34.5 | 43.6 | 53.5 | 65.1 | 78.7 | 94.3 | 111.2 | 130.4 | 150.4 | 171.9 | 194.3 | 217.8 | 0
2001-10-01 | 1.2 | 2 | 3.2 | 5 | 7 | 9.5 | 12.3 | 15.6 | 19.6 | 24.1 | 29.4 | 35.5 | 42.6 | 0.5 | 2001-10-01 | 35.5 | 42.6 | 50.9 | 60.1 | 70.5 | 82.9 | 97 | 112.7 | 130 | 148.8 | 169.2 | 189.9 | 211.6 | 0.5 | 2001-10-01 | 169.2 | 189.9 | 211.6 | 234.1 | 257.3 | 281.6 | 307.5 | 333.9 | 360.8 | 388.1 | 415.7 | 444 | 472.6 | 0.5
2001-11-01 | 9 | 12.6 | 17.2 | 22.5 | 28.6 | 36.2 | 44.8 | 55 | 67.5 | 80.5 | 95.1 | 111.3 | 129.4 | 0 | 2001-11-01 | 111.3 | 129.4 | 148.9 | 169.1 | 190.8 | 213.6 | 237.4 | 262 | 287.5 | 313.3 | 340.2 | 367.3 | 394.5 | 0 | 2001-11-01 | 340.2 | 367.3 | 394.5 | 422.4 | 450.7 | 479.6 | 508.7 | 538.2 | 567.7 | 597.4 | 627.1 | 656.9 | 686.8 | 0
2001-12-01 | 82.9 | 99 | 116 | 134.6 | 153.9 | 174.1 | 195.9 | 218.2 | 241.1 | 264.4 | 288.7 | 313.5 | 338.8 | 0 | 2001-12-01 | 313.5 | 338.8 | 364.8 | 391.1 | 418.2 | 445.8 | 473.8 | 502.4 | 531.1 | 560.4 | 589.8 | 619.2 | 648.7 | 0 | 2001-12-01 | 589.8 | 619.2 | 648.7 | 678.6 | 708.4 | 738.4 | 768.7 | 799.1 | 829.5 | 860 | 890.6 | 921.4 | 952.3 | 0
2002-01-01 | 110.3 | 131.7 | 154.8 | 178.8 | 203.7 | 229.6 | 256.3 | 283.5 | 311.3 | 339.7 | 369.2 | 398.8 | 428.8 | 0.03 | 2002-01-01 | 398.8 | 428.8 | 459.3 | 489.7 | 520.2 | 550.8 | 581.5 | 612.1 | 642.8 | 673.4 | 704.1 | 734.8 | 765.5 | 0.03 | 2002-01-01 | 704.1 | 734.8 | 765.5 | 796.3 | 827.2 | 858.1 | 889.1 | 920.1 | 951.1 | 982.1 | 1013.1 | 1044.1 | 1075.1 | 0.03
2002-02-01 | 123.7 | 142 | 161 | 181.2 | 202.1 | 223.6 | 246 | 269.1 | 292.7 | 317.1 | 342 | 367.5 | 393.4 | 0 | 2002-02-01 | 367.5 | 393.4 | 419.6 | 446.2 | 473.3 | 500.7 | 528.4 | 556.1 | 583.9 | 611.7 | 639.6 | 667.6 | 695.6 | 0 | 2002-02-01 | 639.6 | 667.6 | 695.6 | 723.6 | 751.6 | 779.6 | 807.6 | 835.6 | 863.6 | 891.6 | 919.6 | 947.6 | 975.6 | 0
2002-03-01 | 66.8 | 80.7 | 96.4 | 113.8 | 133.4 | 154.6 | 177 | 201 | 225.4 | 251.3 | 277.7 | 304.9 | 332.1 | 0.1 | 2002-03-01 | 304.9 | 332.1 | 360 | 388.2 | 416.4 | 445.2 | 473.9 | 503.3 | 533 | 562.7 | 593.1 | 623.5 | 654.3 | 0.1 | 2002-03-01 | 593.1 | 623.5 | 654.3 | 685.2 | 716.1 | 747.1 | 778.1 | 809.1 | 840.1 | 871.1 | 902.1 | 933.1 | 964.1 | 0.1
2002-04-01 | 8.9 | 12.6 | 17.4 | 23.7 | 31.1 | 39.5 | 49.3 | 60.3 | 73.2 | 87.5 | 102.7 | 119.8 | 138.1 | 0.03 | 2002-04-01 | 119.8 | 138.1 | 156.8 | 176.7 | 197.6 | 218.7 | 240.7 | 263.8 | 287.4 | 311.8 | 336.8 | 361.9 | 387.6 | 0.03 | 2002-04-01 | 336.8 | 361.9 | 387.6 | 413.7 | 439.9 | 466.6 | 493.8 | 521.3 | 548.7 | 576.7 | 604.9 | 633.3 | 661.9 | 0.03
2002-05-01 | 0 | 0.1 | 0.3 | 0.5 | 1 | 1.6 | 2.7 | 4.8 | 7.7 | 11.7 | 17 | 23.5 | 30.4 | 0 | 2002-05-01 | 23.5 | 30.4 | 39 | 48.8 | 59.5 | 71.9 | 85.9 | 101.1 | 117.1 | 134.8 | 153.5 | 172.6 | 192.9 | 0 | 2002-05-01 | 153.5 | 172.6 | 192.9 | 214.3 | 236.3 | 259.4 | 283.3 | 308 | 334 | 360.6 | 387.9 | 415.4 | 443.1 | 0
2002-06-01 | 0 | 0 | 0 | 0 | 0 | 0 | 0 | 0 | 0 | 0 | 0 | 0.2 | 0.4 | 0 | 2002-06-01 | 0.2 | 0.4 | 1 | 2.1 | 3.8 | 6.5 | 11.1 | 16.8 | 23.7 | 31.4 | 40 | 49.2 | 58.9 | 0 | 2002-06-01 | 40 | 49.2 | 58.9 | 70.1 | 82.3 | 95.9 | 110.1 | 125 | 141 | 157.8 | 175.9 | 194.5 | 214.1 | 0
2002-07-01 | 0 | 0 | 0 | 0 | 0 | 0 | 0 | 0 | 0 | 0 | 0 | 0 | 0 | 0.03 | 2002-07-01 | 0 | 0 | 0 | 0 | 0 | 0 | 0 | 0 | 0 | 0 | 0.2 | 0.5 | 1.1 | 0.03 | 2002-07-01 | 0.2 | 0.5 | 1.1 | 2 | 3.5 | 5.9 | 9.2 | 13.6 | 18.8 | 25.2 | 33.3 | 42.8 | 54.6 | 0.03
2002-08-01 | 0 | 0 | 0 | 0 | 0 | 0 | 0 | 0 | 0 | 0 | 0 | 0 | 0 | 0.03 | 2002-08-01 | 0 | 0 | 0 | 0 | 0 | 0 | 0 | 0 | 0 | 0 | 0.1 | 0.7 | 1.5 | 0.03 | 2002-08-01 | 0.1 | 0.7 | 1.5 | 3.3 | 5.1 | 7.6 | 11.7 | 16.7 | 22.9 | 29.9 | 38.6 | 47.7 | 59 | 0.03
2002-09-01 | 0 | 0 | 0 | 0 | 0 | 0 | 0 | 0 | 0 | 0 | 0 | 0 | 0 | 0.1 | 2002-09-01 | 0 | 0 | 0 | 0.1 | 0.3 | 0.6 | 0.9 | 1.6 | 2.8 | 4.5 | 6.8 | 10.1 | 15.2 | 0.1 | 2002-09-01 | 6.8 | 10.1 | 15.2 | 21.7 | 29.9 | 40.1 | 51.4 | 64.1 | 79.1 | 95 | 111.6 | 129.5 | 148.6 | 0.1
2002-10-01 | 4.3 | 6.9 | 9.8 | 13.3 | 17.3 | 22.1 | 27.5 | 34.2 | 41.9 | 50.8 | 60.9 | 71.8 | 83.8 | 0.03 | 2002-10-01 | 71.8 | 83.8 | 97.3 | 111.1 | 126.6 | 143 | 161.4 | 180.7 | 201.7 | 224.7 | 249.7 | 275.6 | 301.9 | 0.03 | 2002-10-01 | 249.7 | 275.6 | 301.9 | 328.9 | 356.3 | 383.8 | 411.7 | 439.4 | 467.5 | 495.5 | 523.9 | 552.7 | 581.5 | 0.03
2002-11-01 | 47 | 56.5 | 67.4 | 79.9 | 93.7 | 108.9 | 125.4 | 143.4 | 163.2 | 184.7 | 207.3 | 231.3 | 256.1 | 0 | 2002-11-01 | 231.3 | 256.1 | 281.2 | 307 | 332.9 | 359.2 | 385.9 | 413.4 | 440.7 | 468.5 | 496.7 | 524.9 | 553.3 | 0 | 2002-11-01 | 496.7 | 524.9 | 553.3 | 581.8 | 610.3 | 639.1 | 668.2 | 697.5 | 726.9 | 756.6 | 786.6 | 816.5 | 846.5 | 0
2002-12-01 | 183 | 205.6 | 229.9 | 255.7 | 283 | 311 | 339.9 | 369.2 | 399.1 | 429.2 | 459.4 | 489.8 | 520.2 | 0.03 | 2002-12-01 | 489.8 | 520.2 | 550.7 | 581.3 | 611.9 | 642.5 | 673.2 | 703.9 | 734.6 | 765.3 | 796.1 | 826.8 | 857.8 | 0.03 | 2002-12-01 | 796.1 | 826.8 | 857.8 | 888.8 | 919.8 | 950.8 | 981.8 | 1012.8 | 1043.8 | 1074.8 | 1105.8 | 1136.8 | 1167.8 | 0.03
2003-01-01 | 428.3 | 458.7 | 489.1 | 519.5 | 550 | 580.7 | 611.7 | 642.7 | 673.7 | 704.7 | 735.7 | 766.7 | 797.7 | 0.03 | 2003-01-01 | 766.7 | 797.7 | 828.7 | 859.7 | 890.7 | 921.7 | 952.7 | 983.7 | 1014.7 | 1045.7 | 1076.7 | 1107.7 | 1138.7 | 0.03 | 2003-01-01 | 1076.7 | 1107.7 | 1138.7 | 1169.7 | 1200.7 | 1231.7 | 1262.7 | 1293.7 | 1324.7 | 1355.7 | 1386.7 | 1417.7 | 1448.7 | 0.03
2003-02-01 | 334.1 | 359.9 | 385.9 | 412.1 | 438.6 | 465.4 | 492.4 | 519.9 | 547.3 | 574.9 | 602.6 | 630.4 | 658.2 | 0.04 | 2003-02-01 | 630.4 | 658.2 | 686 | 713.9 | 741.8 | 769.8 | 797.8 | 825.8 | 853.8 | 881.8 | 909.8 | 937.8 | 965.8 | 0.04 | 2003-02-01 | 909.8 | 937.8 | 965.8 | 993.8 | 1021.8 | 1049.8 | 1077.8 | 1105.8 | 1133.8 | 1161.8 | 1189.8 | 1217.8 | 1245.8 | 0.04
2003-03-01 | 156.5 | 174.2 | 192.8 | 212.3 | 232.8 | 254.2 | 276.4 | 299.6 | 324 | 349 | 374.8 | 400.8 | 427.3 | 0 | 2003-03-01 | 400.8 | 427.3 | 454.2 | 481.6 | 509.5 | 537.7 | 566.3 | 595.4 | 624.7 | 654.3 | 683.9 | 713.9 | 743.9 | 0 | 2003-03-01 | 683.9 | 713.9 | 743.9 | 774.2 | 804.7 | 835.4 | 866 | 896.8 | 927.6 | 958.6 | 989.6 | 1020.6 | 1051.6 | 0
2003-04-01 | 39.5 | 49.7 | 61.6 | 74.9 | 89.5 | 104.9 | 122 | 139.8 | 158.7 | 178.9 | 200.4 | 222.8 | 246.1 | 0.07 | 2003-04-01 | 222.8 | 246.1 | 270 | 294.5 | 319.6 | 345.2 | 371.5 | 397.5 | 424.1 | 450.8 | 477.9 | 505.2 | 532.4 | 0.07 | 2003-04-01 | 477.9 | 505.2 | 532.4 | 559.9 | 587.4 | 615.2 | 643.2 | 671.3 | 699.5 | 727.7 | 756.4 | 784.9 | 813.6 | 0.07
2003-05-01 | 0 | 0 | 0 | 0.1 | 0.3 | 0.5 | 0.7 | 1.5 | 2.8 | 5.2 | 9.6 | 16.6 | 26.5 | 0.2 | 2003-05-01 | 16.6 | 26.5 | 38.5 | 51.9 | 67.2 | 83.9 | 101.8 | 122.1 | 143.4 | 165.9 | 189 | 213.3 | 238.6 | 0.2 | 2003-05-01 | 189 | 213.3 | 238.6 | 264.6 | 291.3 | 318.6 | 346.6 | 374.5 | 403 | 431.6 | 460.5 | 489.6 | 519.2 | 0.2
2003-06-01 | 0 | 0 | 0 | 0 | 0 | 0 | 0 | 0 | 0 | 0 | 0 | 0 | 0 | 0 | 2003-06-01 | 0 | 0 | 0.1 | 0.4 | 0.9 | 1.8 | 3.8 | 6.6 | 11 | 17.1 | 25.1 | 35.3 | 47.2 | 0 | 2003-06-01 | 25.1 | 35.3 | 47.2 | 60.9 | 75.1 | 90.8 | 108 | 125.7 | 144.5 | 164.5 | 185.3 | 207 | 229.3 | 0
2003-07-01 | 0 | 0 | 0 | 0 | 0 | 0 | 0 | 0 | 0 | 0 | 0 | 0 | 0 | 0.03 | 2003-07-01 | 0 | 0 | 0 | 0 | 0 | 0 | 0 | 0 | 0 | 0 | 0 | 0.4 | 0.9 | 0.03 | 2003-07-01 | 0 | 0.4 | 0.9 | 1.5 | 2.5 | 4.1 | 6.2 | 9.5 | 14 | 19.4 | 26.3 | 34.1 | 43.9 | 0.03
2003-08-01 | 0 | 0 | 0 | 0 | 0 | 0 | 0 | 0 | 0 | 0 | 0 | 0 | 0 | 0 | 2003-08-01 | 0 | 0 | 0 | 0 | 0 | 0 | 0 | 0 | 0.2 | 0.4 | 0.6 | 0.9 | 1.4 | 0 | 2003-08-01 | 0.6 | 0.9 | 1.4 | 2.5 | 4.2 | 6.1 | 8.8 | 12.6 | 17.4 | 22.7 | 29.7 | 37.8 | 47.5 | 0
2003-09-01 | 0 | 0 | 0 | 0 | 0 | 0 | 0 | 0 | 0 | 0 | 0 | 0 | 0 | 0.07 | 2003-09-01 | 0 | 0 | 0 | 0.1 | 0.3 | 0.8 | 1.4 | 2.1 | 3.1 | 4.5 | 6.5 | 10 | 15 | 0.07 | 2003-09-01 | 6.5 | 10 | 15 | 21.3 | 29.8 | 40.8 | 54.9 | 71.9 | 91.5 | 112.6 | 134.7 | 158.5 | 184.1 | 0.07
2003-10-01 | 1.8 | 3.4 | 5.4 | 7.5 | 10.1 | 13.6 | 17.8 | 22.8 | 28.2 | 34.6 | 41.7 | 50.3 | 59.7 | 0.03 | 2003-10-01 | 50.3 | 59.7 | 69.9 | 81.6 | 95.7 | 110.7 | 127.7 | 146.2 | 166.7 | 189 | 213 | 237.7 | 263.6 | 0.03 | 2003-10-01 | 213 | 237.7 | 263.6 | 290.8 | 319.3 | 348.2 | 377.7 | 407.5 | 437.5 | 467.9 | 498.3 | 528.9 | 559.6 | 0.03
2003-11-01 | 18.5 | 24 | 31.1 | 39.2 | 48.2 | 58.6 | 70.6 | 84.7 | 100.8 | 118.5 | 138 | 158.9 | 180.9 | 0 | 2003-11-01 | 158.9 | 180.9 | 203.9 | 227.5 | 252.2 | 277.6 | 303.7 | 330.8 | 358.5 | 386.8 | 415.5 | 444.1 | 473 | 0 | 2003-11-01 | 415.5 | 444.1 | 473 | 501.9 | 531.2 | 560.6 | 589.9 | 619.4 | 648.9 | 678.4 | 708 | 737.6 | 767.3 | 0
2003-12-01 | 145.8 | 165.6 | 186.5 | 209.1 | 232.5 | 256.9 | 281.8 | 307.3 | 333.2 | 359.8 | 387.3 | 415.5 | 444.3 | 0.03 | 2003-12-01 | 415.5 | 444.3 | 473.4 | 502.8 | 532.4 | 562.7 | 593.1 | 623.8 | 654.8 | 685.8 | 716.8 | 747.8 | 778.8 | 0.03 | 2003-12-01 | 716.8 | 747.8 | 778.8 | 809.8 | 840.8 | 871.8 | 902.8 | 933.8 | 964.8 | 995.8 | 1026.8 | 1057.8 | 1088.8 | 0.03
2004-01-01 | 535.3 | 564.3 | 593.5 | 623 | 652.7 | 682.8 | 712.9 | 743.1 | 773.4 | 803.8 | 834.3 | 864.9 | 895.7 | 0 | 2004-01-01 | 864.9 | 895.7 | 926.7 | 957.7 | 988.7 | 1019.7 | 1050.7 | 1081.7 | 1112.7 | 1143.7 | 1174.7 | 1205.7 | 1236.7 | 0 | 2004-01-01 | 1174.7 | 1205.7 | 1236.7 | 1267.7 | 1298.7 | 1329.7 | 1360.7 | 1391.7 | 1422.7 | 1453.7 | 1484.7 | 1515.7 | 1546.7 | 0
2004-02-01 | 179.7 | 202.6 | 226.7 | 251.5 | 277.4 | 304.1 | 331.5 | 359 | 386.9 | 415 | 443.1 | 471.2 | 499.7 | 0.1 | 2004-02-01 | 471.2 | 499.7 | 528.2 | 556.9 | 585.6 | 614.5 | 643.5 | 672.5 | 701.5 | 730.5 | 759.5 | 788.5 | 817.5 | 0.1 | 2004-02-01 | 759.5 | 788.5 | 817.5 | 846.5 | 875.5 | 904.5 | 933.5 | 962.5 | 991.5 | 1020.5 | 1049.5 | 1078.5 | 1107.5 | 0.1
2004-03-01 | 88.6 | 104.6 | 122.6 | 142.1 | 162.9 | 184.7 | 207.4 | 231.2 | 255.8 | 281.1 | 307.3 | 334.6 | 362.4 | 0.03 | 2004-03-01 | 334.6 | 362.4 | 390.7 | 419.9 | 449.1 | 478.6 | 508.4 | 538.3 | 568.6 | 598.7 | 629.1 | 659.7 | 690.3 | 0.03 | 2004-03-01 | 629.1 | 659.7 | 690.3 | 721 | 751.8 | 782.5 | 813.4 | 844.4 | 875.4 | 906.4 | 937.4 | 968.4 | 999.4 | 0.03
2004-04-01 | 5.6 | 7.5 | 11.5 | 16.9 | 24.9 | 34.7 | 46.1 | 58.6 | 72.9 | 87.7 | 103.8 | 121.8 | 140.5 | 0.03 | 2004-04-01 | 121.8 | 140.5 | 160.7 | 181.9 | 204 | 226.7 | 249.9 | 274.1 | 298.4 | 323.8 | 349.3 | 375 | 401.3 | 0.03 | 2004-04-01 | 349.3 | 375 | 401.3 | 427.7 | 454.8 | 481.8 | 509.4 | 537.2 | 565.1 | 593.2 | 621.5 | 650 | 678.6 | 0.03
2004-05-01 | 0 | 0 | 0 | 0 | 0.1 | 0.2 | 0.3 | 0.5 | 0.8 | 1.5 | 3 | 5.6 | 9.4 | 0 | 2004-05-01 | 5.6 | 9.4 | 15.2 | 22.9 | 32.9 | 43.6 | 56 | 69.9 | 85 | 102.1 | 120.4 | 139.5 | 160 | 0 | 2004-05-01 | 120.4 | 139.5 | 160 | 182.4 | 205.8 | 230 | 254.4 | 279.9 | 305.8 | 332.3 | 359.5 | 386.8 | 414.8 | 0
2004-06-01 | 0 | 0 | 0 | 0 | 0 | 0 | 0 | 0 | 0 | 0 | 0 | 0.1 | 0.2 | 0 | 2004-06-01 | 0.1 | 0.2 | 1 | 2.1 | 3.8 | 5.8 | 8.7 | 12.1 | 16.2 | 21.3 | 27 | 33.8 | 41.8 | 0 | 2004-06-01 | 27 | 33.8 | 41.8 | 50.6 | 61.2 | 73.6 | 86.5 | 101.2 | 117 | 134.6 | 152.8 | 172.5 | 193.1 | 0
2004-07-01 | 0 | 0 | 0 | 0 | 0 | 0 | 0 | 0 | 0 | 0 | 0 | 0 | 0 | 0 | 2004-07-01 | 0 | 0 | 0 | 0 | 0 | 0 | 0 | 0 | 0 | 0 | 0 | 0.1 | 0.3 | 0 | 2004-07-01 | 0 | 0.1 | 0.3 | 0.8 | 2.4 | 5.8 | 11 | 18.7 | 28.3 | 39.5 | 52.7 | 67.4 | 85 | 0
2004-08-01 | 0 | 0 | 0 | 0 | 0 | 0 | 0 | 0 | 0 | 0 | 0 | 0 | 0 | 0.03 | 2004-08-01 | 0 | 0 | 0 | 0 | 0 | 0 | 0 | 0 | 0 | 0.1 | 0.6 | 1.6 | 2.8 | 0.03 | 2004-08-01 | 0.6 | 1.6 | 2.8 | 4.9 | 7.9 | 12.3 | 18.1 | 25.6 | 34.2 | 44.3 | 55.2 | 66.9 | 80.5 | 0.03
2004-09-01 | 0 | 0 | 0 | 0 | 0 | 0 | 0 | 0 | 0 | 0 | 0 | 0.1 | 0.3 | 0.03 | 2004-09-01 | 0.1 | 0.3 | 1 | 1.7 | 2.6 | 3.9 | 5.5 | 7.6 | 10.6 | 14.8 | 19.7 | 25.7 | 32.9 | 0.03 | 2004-09-01 | 19.7 | 25.7 | 32.9 | 42.6 | 54.1 | 67.8 | 83.2 | 100.2 | 119.2 | 139.2 | 161.1 | 184 | 208.3 | 0.03
2004-10-01 | 0 | 0 | 0 | 0.2 | 0.4 | 1 | 2.1 | 3.8 | 6.6 | 10.5 | 15.4 | 23.2 | 33.3 | 0.06 | 2004-10-01 | 23.2 | 33.3 | 46 | 60 | 75.6 | 92.4 | 109.9 | 128.6 | 149.3 | 171.8 | 195.6 | 220.8 | 246.7 | 0.06 | 2004-10-01 | 195.6 | 220.8 | 246.7 | 273.9 | 301.7 | 330.4 | 359.5 | 388.9 | 418.9 | 449.1 | 479.5 | 510.1 | 540.9 | 0.06
2004-11-01 | 27.1 | 33 | 40.4 | 48.6 | 58 | 68.8 | 81.6 | 96.6 | 113.3 | 131.8 | 151.9 | 172.7 | 195.2 | 0.03 | 2004-11-01 | 172.7 | 195.2 | 218.5 | 243 | 268.4 | 295 | 322.2 | 349.7 | 377.7 | 406.2 | 435 | 463.9 | 493.1 | 0.03 | 2004-11-01 | 435 | 463.9 | 493.1 | 522.8 | 552.6 | 582.5 | 612.4 | 642.4 | 672.4 | 702.4 | 732.4 | 762.4 | 792.4 | 0.03
2004-12-01 | 172.4 | 190.6 | 210.1 | 231.1 | 254 | 278 | 304.1 | 330.5 | 358.6 | 387.3 | 416.5 | 445.9 | 475.5 | 0.1 | 2004-12-01 | 445.9 | 475.5 | 505.5 | 535.5 | 565.8 | 596.2 | 626.6 | 657.4 | 688.1 | 719 | 749.9 | 780.8 | 811.8 | 0.1 | 2004-12-01 | 749.9 | 780.8 | 811.8 | 842.8 | 873.8 | 904.8 | 935.8 | 966.8 | 997.8 | 1028.8 | 1059.8 | 1090.8 | 1121.8 | 0.1
2005-01-01 | 388.9 | 415.6 | 442.9 | 470.5 | 498.5 | 526.8 | 555.7 | 584.6 | 613.8 | 643.2 | 672.5 | 702.1 | 731.9 | 0.06 | 2005-01-01 | 702.1 | 731.9 | 761.7 | 791.7 | 822 | 852.3 | 882.7 | 913.1 | 943.6 | 974.2 | 1004.9 | 1035.6 | 1066.4 | 0.06 | 2005-01-01 | 1004.9 | 1035.6 | 1066.4 | 1097.3 | 1128.3 | 1159.3 | 1190.3 | 1221.3 | 1252.3 | 1283.3 | 1314.3 | 1345.3 | 1376.3 | 0.06
2005-02-01 | 201.2 | 224.8 | 249.4 | 274.2 | 299.8 | 325.8 | 352.1 | 378.5 | 405.3 | 432.2 | 459.4 | 486.8 | 514.4 | 0 | 2005-02-01 | 486.8 | 514.4 | 542.2 | 570.1 | 598 | 626 | 654 | 682 | 710 | 738 | 766 | 794 | 822 | 0 | 2005-02-01 | 766 | 794 | 822 | 850 | 878 | 906 | 934 | 962 | 990 | 1018 | 1046 | 1074 | 1102 | 0
2005-03-01 | 139.7 | 158.8 | 179.5 | 202.1 | 226 | 251.6 | 278.3 | 305.8 | 334.5 | 363.7 | 393.4 | 423.3 | 453.6 | 0.03 | 2005-03-01 | 423.3 | 453.6 | 484.3 | 515.1 | 545.9 | 576.8 | 607.8 | 638.8 | 669.8 | 700.8 | 731.8 | 762.8 | 793.8 | 0.03 | 2005-03-01 | 731.8 | 762.8 | 793.8 | 824.8 | 855.8 | 886.8 | 917.8 | 948.8 | 979.8 | 1010.8 | 1041.8 | 1072.8 | 1103.8 | 0.03
2005-04-01 | 3.3 | 4.9 | 6.9 | 9.9 | 14.3 | 20.1 | 27.4 | 36.2 | 46.8 | 59.4 | 73.4 | 89.8 | 108.1 | 0.1 | 2005-04-01 | 89.8 | 108.1 | 127.9 | 149.3 | 171.3 | 194.4 | 217.9 | 241.7 | 266.3 | 291.3 | 316.9 | 343.5 | 370.2 | 0.1 | 2005-04-01 | 316.9 | 343.5 | 370.2 | 397.7 | 425.4 | 453.9 | 482.5 | 511.7 | 541 | 570.3 | 599.6 | 629 | 658.4 | 0.1
2005-05-01 | 0 | 0 | 0 | 0 | 0.1 | 0.7 | 1.8 | 3.8 | 7.3 | 12.9 | 20.6 | 31 | 43.1 | 0 | 2005-05-01 | 31 | 43.1 | 57.8 | 74 | 92.8 | 112.8 | 134.3 | 157.2 | 181.5 | 207.2 | 234.4 | 262.7 | 291.5 | 0 | 2005-05-01 | 234.4 | 262.7 | 291.5 | 320.8 | 350.4 | 380.1 | 410 | 440 | 470.1 | 500.3 | 530.6 | 561.1 | 591.5 | 0
2005-06-01 | 0 | 0 | 0 | 0 | 0 | 0 | 0 | 0 | 0 | 0 | 0 | 0 | 0.1 | 0.07 | 2005-06-01 | 0 | 0.1 | 1.2 | 2.7 | 5.2 | 8.3 | 12.8 | 18.2 | 24.4 | 31.9 | 39.7 | 47.9 | 57.1 | 0.07 | 2005-06-01 | 39.7 | 47.9 | 57.1 | 66.4 | 76.4 | 87 | 98.4 | 110.2 | 123.2 | 136.6 | 151.1 | 166.7 | 183.2 | 0.07
2005-07-01 | 0 | 0 | 0 | 0 | 0 | 0 | 0 | 0 | 0 | 0 | 0 | 0 | 0 | 0.03 | 2005-07-01 | 0 | 0 | 0 | 0 | 0 | 0 | 0 | 0 | 0.3 | 1 | 1.7 | 2.9 | 4.7 | 0.03 | 2005-07-01 | 1.7 | 2.9 | 4.7 | 7 | 10.1 | 14 | 19.3 | 26 | 33.5 | 42 | 51.6 | 63.1 | 75.4 | 0.03
2005-08-01 | 0 | 0 | 0 | 0 | 0 | 0 | 0 | 0 | 0 | 0 | 0 | 0 | 0 | 0 | 2005-08-01 | 0 | 0 | 0 | 0 | 0 | 0 | 0 | 0 | 0 | 0 | 0 | 0 | 0.1 | 0 | 2005-08-01 | 0 | 0 | 0.1 | 0.4 | 1 | 1.9 | 3.8 | 7.2 | 11.8 | 18.2 | 26.1 | 35.3 | 46.5 | 0
2005-09-01 | 0 | 0 | 0 | 0 | 0 | 0 | 0 | 0 | 0 | 0 | 0 | 0 | 0.2 | 0.1 | 2005-09-01 | 0 | 0.2 | 0.4 | 0.9 | 1.6 | 2.7 | 4.2 | 6 | 7.8 | 10 | 13.1 | 17 | 21.4 | 0.1 | 2005-09-01 | 13.1 | 17 | 21.4 | 26.2 | 32.6 | 40.1 | 49.8 | 61 | 74.2 | 89.4 | 106.6 | 125 | 145.6 | 0.1
2005-10-01 | 1.1 | 1.8 | 2.8 | 4.5 | 7 | 10.3 | 14.1 | 18.3 | 23.7 | 29.5 | 36 | 44.1 | 52.9 | 0 | 2005-10-01 | 44.1 | 52.9 | 62.8 | 73.4 | 85.2 | 98.9 | 114.5 | 132.1 | 151.3 | 172.2 | 194.5 | 218.4 | 242.6 | 0 | 2005-10-01 | 194.5 | 218.4 | 242.6 | 268 | 293.6 | 319.6 | 346.1 | 372.9 | 400.5 | 428.9 | 457.4 | 486.6 | 516 | 0
2005-11-01 | 37.4 | 44.8 | 52.6 | 61.2 | 70.5 | 81.3 | 92.7 | 104.5 | 117.3 | 131.2 | 145.8 | 161.9 | 179.1 | 0.07 | 2005-11-01 | 161.9 | 179.1 | 198.6 | 219.1 | 240.7 | 262.8 | 286 | 310.7 | 336.3 | 362.8 | 390.3 | 418.4 | 447 | 0.07 | 2005-11-01 | 390.3 | 418.4 | 447 | 476 | 505 | 534.2 | 563.8 | 593.5 | 623.3 | 653.2 | 683.1 | 713.1 | 743.1 | 0.07
2005-12-01 | 204.2 | 227.8 | 252.4 | 278.1 | 304.3 | 331.4 | 359.9 | 389.1 | 418.8 | 449.1 | 479.6 | 510.3 | 541.2 | 0 | 2005-12-01 | 510.3 | 541.2 | 572.2 | 603.2 | 634.2 | 665.2 | 696.2 | 727.2 | 758.2 | 789.2 | 820.2 | 851.2 | 882.2 | 0 | 2005-12-01 | 820.2 | 851.2 | 882.2 | 913.2 | 944.2 | 975.2 | 1006.2 | 1037.2 | 1068.2 | 1099.2 | 1130.2 | 1161.2 | 1192.2 | 0
2006-01-01 | 131.6 | 152.3 | 174 | 196.6 | 220.1 | 244.4 | 269.4 | 294.9 | 321 | 347.4 | 374.3 | 401.8 | 429.6 | 0.1 | 2006-01-01 | 401.8 | 429.6 | 458.1 | 486.9 | 516.2 | 545.8 | 575.6 | 605.8 | 636.2 | 667 | 697.7 | 728.6 | 759.6 | 0.1 | 2006-01-01 | 697.7 | 728.6 | 759.6 | 790.6 | 821.6 | 852.6 | 883.6 | 914.6 | 945.6 | 976.6 | 1007.6 | 1038.6 | 1069.6 | 0.1
2006-02-01 | 234.8 | 256.1 | 278.4 | 301.4 | 324.7 | 348.2 | 372.6 | 397.6 | 423.2 | 449.3 | 475.3 | 501.9 | 528.7 | 0.2 | 2006-02-01 | 501.9 | 528.7 | 555.8 | 583.1 | 610.7 | 638.5 | 666.3 | 694.2 | 722.2 | 750.2 | 778.2 | 806.2 | 834.2 | 0.2 | 2006-02-01 | 778.2 | 806.2 | 834.2 | 862.2 | 890.2 | 918.2 | 946.2 | 974.2 | 1002.2 | 1030.2 | 1058.2 | 1086.2 | 1114.2 | 0.2
2006-03-01 | 112.2 | 128.8 | 146.5 | 165.5 | 185.8 | 206.7 | 228.9 | 251.8 | 275.1 | 299.5 | 324.6 | 350.1 | 376.6 | 0.06 | 2006-03-01 | 350.1 | 376.6 | 403.7 | 431.2 | 459.1 | 487.5 | 516.5 | 545.9 | 575.7 | 605.8 | 636.1 | 666.4 | 696.8 | 0.06 | 2006-03-01 | 636.1 | 666.4 | 696.8 | 727.2 | 757.8 | 788.3 | 819 | 849.7 | 880.5 | 911.2 | 942 | 972.8 | 1003.6 | 0.06
2006-04-01 | 2.9 | 4.9 | 7.5 | 10.8 | 14.7 | 19.3 | 25.5 | 33.8 | 43.9 | 56.5 | 70.4 | 86.2 | 103.1 | 0.03 | 2006-04-01 | 86.2 | 103.1 | 121.6 | 141.2 | 162.4 | 184.5 | 207.8 | 232.2 | 257.1 | 282.8 | 308.9 | 335.3 | 362.3 | 0.03 | 2006-04-01 | 308.9 | 335.3 | 362.3 | 389.6 | 417.3 | 445.4 | 473.8 | 502.3 | 531.1 | 560.2 | 589.6 | 619.1 | 648.7 | 0.03
2006-05-01 | 0 | 0 | 0 | 0 | 0 | 0 | 0 | 0.1 | 0.9 | 3.4 | 7.8 | 14.8 | 23.9 | 0.03 | 2006-05-01 | 14.8 | 23.9 | 35.2 | 47.5 | 61.1 | 76 | 91.9 | 108.6 | 126.5 | 145.4 | 164.7 | 185 | 205.9 | 0.03 | 2006-05-01 | 164.7 | 185 | 205.9 | 227.4 | 250.4 | 274 | 298.5 | 324.3 | 351.4 | 378.6 | 407 | 435.5 | 464.5 | 0.03
2006-06-01 | 0 | 0 | 0 | 0 | 0 | 0 | 0 | 0 | 0 | 0 | 0 | 0 | 0 | 0 | 2006-06-01 | 0 | 0 | 0 | 0 | 0.4 | 1.4 | 3.4 | 5.6 | 8.5 | 12.2 | 17.1 | 23.2 | 30.3 | 0 | 2006-06-01 | 17.1 | 23.2 | 30.3 | 38.7 | 47.6 | 57.8 | 68.9 | 81.6 | 95.2 | 110.2 | 126.1 | 143.2 | 162.1 | 0
2006-07-01 | 0 | 0 | 0 | 0 | 0 | 0 | 0 | 0 | 0 | 0 | 0 | 0 | 0 | 0.1 | 2006-07-01 | 0 | 0 | 0 | 0 | 0 | 0 | 0 | 0 | 0 | 0 | 0 | 0 | 0 | 0.1 | 2006-07-01 | 0 | 0 | 0 | 0 | 0 | 0.3 | 0.9 | 1.9 | 3.5 | 6.4 | 10.5 | 15.8 | 23.7 | 0.1
2006-08-01 | 0 | 0 | 0 | 0 | 0 | 0 | 0 | 0 | 0 | 0 | 0 | 0 | 0 | 0.06 | 2006-08-01 | 0 | 0 | 0 | 0 | 0 | 0 | 0 | 0 | 0.1 | 0.3 | 0.9 | 2 | 4.1 | 0.06 | 2006-08-01 | 0.9 | 2 | 4.1 | 7.7 | 12.7 | 18.3 | 25.3 | 33.4 | 42.8 | 52.9 | 65.4 | 79.3 | 95.7 | 0.06
2006-09-01 | 0 | 0 | 0 | 0 | 0 | 0 | 0 | 0 | 0 | 0 | 0 | 0.2 | 0.3 | 0.03 | 2006-09-01 | 0.2 | 0.3 | 0.6 | 1.2 | 2 | 3.5 | 5.4 | 8 | 11.2 | 15.2 | 19.8 | 25.4 | 32.1 | 0.03 | 2006-09-01 | 19.8 | 25.4 | 32.1 | 40.5 | 50.8 | 64.3 | 80.4 | 99.2 | 120.1 | 142 | 165 | 189.8 | 215.6 | 0.03
2006-10-01 | 0.1 | 0.3 | 0.5 | 1 | 1.7 | 2.8 | 4.7 | 7.9 | 11.8 | 17.5 | 24.4 | 32.6 | 42.1 | 0 | 2006-10-01 | 32.6 | 42.1 | 52.4 | 64.9 | 78.7 | 94.2 | 110.8 | 129.7 | 150 | 171.5 | 193.9 | 217.6 | 242.6 | 0 | 2006-10-01 | 193.9 | 217.6 | 242.6 | 268.5 | 295.1 | 322.6 | 350.9 | 379.4 | 408.3 | 437.2 | 466.9 | 496.6 | 526.6 | 0
2006-11-01 | 5.8 | 8.8 | 13 | 18.8 | 25.4 | 33 | 42 | 52.7 | 65 | 78.5 | 92.7 | 107.5 | 123.2 | 0.07 | 2006-11-01 | 107.5 | 123.2 | 140.1 | 157.5 | 176.5 | 196.6 | 218.4 | 241.5 | 265.5 | 290.1 | 315.6 | 341.8 | 368.4 | 0.07 | 2006-11-01 | 315.6 | 341.8 | 368.4 | 395.8 | 423.9 | 452.7 | 481.6 | 510.6 | 540.1 | 570 | 599.9 | 629.9 | 659.9 | 0.07
2006-12-01 | 64.2 | 76.2 | 89.1 | 103.4 | 119.4 | 136.8 | 156.1 | 176.7 | 198.1 | 221.5 | 245.6 | 271.1 | 297.1 | 0 | 2006-12-01 | 271.1 | 297.1 | 324.1 | 352 | 380.7 | 409.9 | 439.5 | 469.2 | 499.1 | 529.1 | 559.1 | 589.1 | 619.2 | 0 | 2006-12-01 | 559.1 | 589.1 | 619.2 | 649.2 | 679.4 | 709.9 | 740.6 | 771.5 | 802.5 | 833.5 | 864.5 | 895.5 | 926.5 | 0
2007-01-01 | 245.6 | 266.5 | 288.1 | 310.4 | 333.6 | 357 | 381.6 | 407 | 433.1 | 459.8 | 487.2 | 515.2 | 543.8 | 0.6 | 2007-01-01 | 515.2 | 543.8 | 572.7 | 601.7 | 631 | 660.4 | 689.7 | 719.3 | 748.9 | 778.8 | 808.8 | 838.9 | 869.2 | 0.6 | 2007-01-01 | 808.8 | 838.9 | 869.2 | 899.5 | 930 | 960.7 | 991.5 | 1022.3 | 1053.2 | 1084.1 | 1115.1 | 1146.1 | 1177.1 | 0.6
2007-02-01 | 326.2 | 352.5 | 379.2 | 406.3 | 433.7 | 461.1 | 488.7 | 516.5 | 544.3 | 572.1 | 600.1 | 628.1 | 656.1 | 0.04 | 2007-02-01 | 628.1 | 656.1 | 684.1 | 712.1 | 740.1 | 768.1 | 796.1 | 824.1 | 852.1 | 880.1 | 908.1 | 936.1 | 964.1 | 0.04 | 2007-02-01 | 908.1 | 936.1 | 964.1 | 992.1 | 1020.1 | 1048.1 | 1076.1 | 1104.1 | 1132.1 | 1160.1 | 1188.1 | 1216.1 | 1244.1 | 0.04
2007-03-01 | 153.7 | 168.8 | 185.4 | 203.1 | 221.4 | 241.3 | 262.2 | 283.8 | 306.8 | 330.5 | 355.1 | 380.2 | 405.8 | 0.03 | 2007-03-01 | 380.2 | 405.8 | 432.2 | 459.3 | 487.2 | 515.5 | 545.2 | 574.8 | 604.9 | 635.1 | 665.6 | 696.1 | 726.7 | 0.03 | 2007-03-01 | 665.6 | 696.1 | 726.7 | 757.4 | 788.1 | 818.9 | 849.8 | 880.6 | 911.5 | 942.4 | 973.4 | 1004.4 | 1035.3 | 0.03
2007-04-01 | 17.8 | 24.9 | 33.2 | 43.8 | 57.2 | 71.7 | 87.2 | 103.4 | 121.3 | 140.2 | 160.8 | 183.1 | 206.2 | 0 | 2007-04-01 | 183.1 | 206.2 | 230.5 | 255.4 | 280.7 | 306.4 | 332.5 | 358.8 | 385.6 | 412.7 | 439.9 | 467.6 | 495.1 | 0 | 2007-04-01 | 439.9 | 467.6 | 495.1 | 522.8 | 550.8 | 578.9 | 607 | 635.3 | 663.9 | 692.6 | 721.4 | 750.5 | 779.8 | 0
2007-05-01 | 0 | 0 | 0 | 0 | 0 | 0.2 | 1.2 | 2.4 | 4 | 6.3 | 9.5 | 13.4 | 18.2 | 0.03 | 2007-05-01 | 13.4 | 18.2 | 23.9 | 30.9 | 38.9 | 48.1 | 58.2 | 69.3 | 81.2 | 94 | 108.3 | 123.6 | 139.7 | 0.03 | 2007-05-01 | 108.3 | 123.6 | 139.7 | 156.9 | 175.2 | 194.6 | 215.3 | 236.8 | 259.3 | 282.4 | 306.1 | 330.3 | 355 | 0.03
2007-06-01 | 0 | 0 | 0 | 0 | 0 | 0 | 0 | 0 | 0 | 0 | 0 | 0 | 0 | 0.07 | 2007-06-01 | 0 | 0 | 0 | 0.2 | 0.6 | 1.5 | 3 | 4.9 | 7.7 | 11.5 | 16.6 | 23 | 30.6 | 0.07 | 2007-06-01 | 16.6 | 23 | 30.6 | 39.1 | 47.9 | 58.4 | 69.5 | 82.2 | 96 | 111.3 | 127.7 | 146.2 | 165.4 | 0.07
2007-07-01 | 0 | 0 | 0 | 0 | 0 | 0 | 0 | 0 | 0 | 0 | 0 | 0 | 0 | 0.06 | 2007-07-01 | 0 | 0 | 0 | 0 | 0 | 0 | 0 | 0 | 0 | 0.2 | 0.5 | 0.8 | 1.6 | 0.06 | 2007-07-01 | 0.5 | 0.8 | 1.6 | 2.6 | 4.1 | 6.2 | 10.1 | 15.8 | 22.4 | 31.1 | 40.6 | 52.6 | 65.8 | 0.06
2007-08-01 | 0 | 0 | 0 | 0 | 0 | 0 | 0 | 0 | 0 | 0 | 0 | 0 | 0 | 0.2 | 2007-08-01 | 0 | 0 | 0 | 0 | 0 | 0 | 0 | 0 | 0.1 | 0.6 | 1.6 | 3.1 | 5 | 0.2 | 2007-08-01 | 1.6 | 3.1 | 5 | 7.4 | 10.2 | 14.8 | 20.3 | 27.3 | 35.4 | 44.9 | 55.7 | 67.7 | 81.3 | 0.2
2007-09-01 | 0 | 0 | 0 | 0 | 0 | 0 | 0 | 0 | 0 | 0 | 0 | 0 | 0.1 | 0.1 | 2007-09-01 | 0 | 0.1 | 0.5 | 1.3 | 2.2 | 3.4 | 5.2 | 7.1 | 9.7 | 12.5 | 16.7 | 21.4 | 27.3 | 0.1 | 2007-09-01 | 16.7 | 21.4 | 27.3 | 36.2 | 46.6 | 59.5 | 73.2 | 88.4 | 104.5 | 121.8 | 139.7 | 158.7 | 178.6 | 0.1
2007-10-01 | 0.1 | 0.2 | 0.4 | 0.7 | 1.1 | 1.7 | 2.4 | 3.3 | 4.9 | 7.4 | 10.1 | 13.5 | 17 | 0.03 | 2007-10-01 | 13.5 | 17 | 21.4 | 26.6 | 32.4 | 38.6 | 46.1 | 55.5 | 67 | 81.1 | 96.4 | 115 | 134.4 | 0.03 | 2007-10-01 | 96.4 | 115 | 134.4 | 155.2 | 177.8 | 201.7 | 225.9 | 251 | 276.6 | 302.7 | 329.5 | 357.5 | 385.7 | 0.03
2007-11-01 | 32.8 | 42.3 | 54.3 | 66.9 | 81.4 | 97.3 | 113.9 | 132.6 | 152.3 | 173.5 | 195.7 | 219.1 | 243.3 | 0 | 2007-11-01 | 219.1 | 243.3 | 268.5 | 294.1 | 320.3 | 346.7 | 373.7 | 401.1 | 428.9 | 457.5 | 486.3 | 515.3 | 544.5 | 0 | 2007-11-01 | 486.3 | 515.3 | 544.5 | 573.9 | 603.5 | 633.1 | 663 | 692.9 | 722.9 | 752.9 | 782.8 | 812.9 | 842.9 | 0
2007-12-01 | 199.3 | 224.7 | 251.3 | 278.7 | 306.9 | 336.2 | 365.6 | 395.6 | 425.8 | 456.3 | 487 | 517.8 | 548.6 | 0.06 | 2007-12-01 | 517.8 | 548.6 | 579.5 | 610.4 | 641.4 | 672.4 | 703.4 | 734.4 | 765.4 | 796.4 | 827.4 | 858.4 | 889.4 | 0.06 | 2007-12-01 | 827.4 | 858.4 | 889.4 | 920.4 | 951.4 | 982.4 | 1013.4 | 1044.4 | 1075.4 | 1106.4 | 1137.4 | 1168.4 | 1199.4 | 0.06
2008-01-01 | 207.6 | 229.9 | 253.9 | 278.4 | 303.7 | 329.3 | 355.7 | 382.7 | 409.9 | 437.7 | 465.7 | 494.4 | 523.4 | 0.03 | 2008-01-01 | 494.4 | 523.4 | 552.7 | 582.1 | 611.9 | 641.9 | 672.1 | 702.3 | 732.7 | 763.3 | 794 | 824.7 | 855.4 | 0.03 | 2008-01-01 | 794 | 824.7 | 855.4 | 886.2 | 917 | 947.9 | 978.7 | 1009.6 | 1040.6 | 1071.6 | 1102.6 | 1133.6 | 1164.6 | 0.03
2008-02-01 | 189.1 | 211.7 | 235.7 | 260.4 | 285.7 | 311.8 | 338.3 | 365.4 | 393 | 420.9 | 448.8 | 476.9 | 505 | 0.07 | 2008-02-01 | 476.9 | 505 | 533.2 | 561.5 | 589.8 | 618.1 | 646.5 | 674.9 | 703.5 | 732.2 | 761 | 789.8 | 818.6 | 0.07 | 2008-02-01 | 761 | 789.8 | 818.6 | 847.6 | 876.6 | 905.6 | 934.6 | 963.6 | 992.6 | 1021.6 | 1050.6 | 1079.6 | 1108.6 | 0.07
2008-03-01 | 76.3 | 95 | 116.5 | 139.5 | 163.7 | 189.4 | 215.6 | 242.8 | 270.3 | 298.3 | 326.7 | 355.6 | 384.8 | 0.03 | 2008-03-01 | 355.6 | 384.8 | 414.2 | 443.5 | 473.3 | 503.3 | 533.6 | 563.9 | 594.3 | 625 | 655.8 | 686.8 | 717.7 | 0.03 | 2008-03-01 | 655.8 | 686.8 | 717.7 | 748.7 | 779.7 | 810.6 | 841.6 | 872.5 | 903.5 | 934.5 | 965.4 | 996.4 | 1027.3 | 0.03
2008-04-01 | 3 | 5.2 | 8.3 | 12.5 | 17.7 | 23.8 | 31.3 | 39.7 | 49.5 | 61.6 | 75.5 | 92 | 110.1 | 0.03 | 2008-04-01 | 92 | 110.1 | 130 | 150.4 | 172.4 | 195.6 | 219.9 | 244.5 | 269.9 | 295.9 | 322.3 | 349 | 376.1 | 0.03 | 2008-04-01 | 322.3 | 349 | 376.1 | 403.7 | 431.4 | 459.3 | 487.5 | 515.9 | 544.4 | 573 | 601.8 | 630.8 | 659.8 | 0.03
2008-05-01 | 0 | 0 | 0 | 0.1 | 0.3 | 0.5 | 0.7 | 1.2 | 2.1 | 3.8 | 6.8 | 11.3 | 17.3 | 0.03 | 2008-05-01 | 11.3 | 17.3 | 25.4 | 34.8 | 45 | 56.7 | 69.8 | 83.8 | 99.3 | 116.3 | 135.2 | 155.2 | 176 | 0.03 | 2008-05-01 | 135.2 | 155.2 | 176 | 198.4 | 220.9 | 244.9 | 270.4 | 296.1 | 323.1 | 350.5 | 378.8 | 407.9 | 436.7 | 0.03
2008-06-01 | 0 | 0 | 0 | 0 | 0 | 0 | 0 | 0 | 0 | 0 | 0 | 0 | 0 | 0.03 | 2008-06-01 | 0 | 0 | 0 | 0 | 0.1 | 0.4 | 1 | 2 | 3.1 | 5.3 | 7.8 | 10.9 | 15.1 | 0.03 | 2008-06-01 | 7.8 | 10.9 | 15.1 | 20.5 | 26.3 | 33.8 | 42.7 | 53.2 | 65 | 78 | 91.6 | 107.4 | 123.7 | 0.03
2008-07-01 | 0 | 0 | 0 | 0 | 0 | 0 | 0 | 0 | 0 | 0 | 0 | 0 | 0 | 0.03 | 2008-07-01 | 0 | 0 | 0 | 0 | 0 | 0 | 0 | 0 | 0 | 0 | 0 | 0 | 0 | 0.03 | 2008-07-01 | 0 | 0 | 0 | 0 | 0.3 | 1 | 2.2 | 3.9 | 6.7 | 10.2 | 15.6 | 22.9 | 31.5 | 0.03
2008-08-01 | 0 | 0 | 0 | 0 | 0 | 0 | 0 | 0 | 0 | 0 | 0 | 0 | 0 | 0.03 | 2008-08-01 | 0 | 0 | 0 | 0 | 0 | 0 | 0 | 0 | 0.1 | 0.2 | 0.4 | 0.8 | 1.7 | 0.03 | 2008-08-01 | 0.4 | 0.8 | 1.7 | 2.9 | 4.8 | 7.7 | 12.8 | 20 | 29.8 | 42 | 56.4 | 73.3 | 92.2 | 0.03
2008-09-01 | 0 | 0 | 0 | 0 | 0 | 0 | 0 | 0 | 0 | 0 | 0 | 0.1 | 0.3 | 0.03 | 2008-09-01 | 0.1 | 0.3 | 0.9 | 1.8 | 3.2 | 5 | 7.6 | 10.9 | 14.4 | 18.9 | 24 | 30.1 | 38.2 | 0.03 | 2008-09-01 | 24 | 30.1 | 38.2 | 48.2 | 59.7 | 73.3 | 88.4 | 105.6 | 124.7 | 145.5 | 166.9 | 189.3 | 212.7 | 0.03
2008-10-01 | 2.2 | 3.6 | 5.6 | 8.1 | 11.2 | 15 | 19.2 | 24.3 | 30.6 | 37.7 | 46 | 55 | 65 | 0 | 2008-10-01 | 55 | 65 | 76.5 | 89.4 | 103.4 | 118.1 | 134.2 | 151.9 | 170.9 | 190.8 | 211.9 | 234.2 | 258.3 | 0 | 2008-10-01 | 211.9 | 234.2 | 258.3 | 284.3 | 310.9 | 339.2 | 367.8 | 397.1 | 426.8 | 456.8 | 487.1 | 517.5 | 548.3 | 0
2008-11-01 | 68.6 | 79 | 90 | 102.3 | 115.7 | 129.6 | 144.8 | 161.2 | 178.4 | 196.9 | 215.7 | 235.6 | 256 | 0 | 2008-11-01 | 235.6 | 256 | 277.1 | 298.9 | 321 | 343.9 | 368 | 393.3 | 420.2 | 447.7 | 476.1 | 504.9 | 533.9 | 0 | 2008-11-01 | 476.1 | 504.9 | 533.9 | 563.1 | 592.3 | 621.7 | 651.1 | 680.8 | 710.7 | 740.5 | 770.6 | 800.5 | 830.6 | 0
2008-12-01 | 170.5 | 190.4 | 210.8 | 232.4 | 255.1 | 278.2 | 302.2 | 326.5 | 351.8 | 377.6 | 404 | 431.1 | 458.6 | 0 | 2008-12-01 | 431.1 | 458.6 | 486.4 | 514.3 | 542.6 | 571 | 599.8 | 628.8 | 657.9 | 687.2 | 716.5 | 746.2 | 776.3 | 0 | 2008-12-01 | 716.5 | 746.2 | 776.3 | 807 | 837.8 | 868.8 | 899.8 | 930.8 | 961.8 | 992.8 | 1023.8 | 1054.8 | 1085.8 | 0
2009-01-01 | 395.3 | 425.9 | 456.9 | 487.9 | 518.9 | 549.9 | 580.9 | 611.9 | 642.9 | 673.9 | 704.9 | 735.9 | 766.9 | 0 | 2009-01-01 | 735.9 | 766.9 | 797.9 | 828.9 | 859.9 | 890.9 | 921.9 | 952.9 | 983.9 | 1014.9 | 1045.9 | 1076.9 | 1107.9 | 0 | 2009-01-01 | 1045.9 | 1076.9 | 1107.9 | 1138.9 | 1169.9 | 1200.9 | 1231.9 | 1262.9 | 1293.9 | 1324.9 | 1355.9 | 1386.9 | 1417.9 | 0
2009-02-01 | 191.5 | 212.6 | 234.6 | 257.4 | 281.3 | 305.5 | 330.2 | 355 | 380.6 | 406.1 | 432.1 | 458.6 | 485.3 | 0 | 2009-02-01 | 458.6 | 485.3 | 512.4 | 539.7 | 567.2 | 594.8 | 622.5 | 650.2 | 678 | 705.9 | 733.8 | 761.8 | 789.8 | 0 | 2009-02-01 | 733.8 | 761.8 | 789.8 | 817.8 | 845.8 | 873.8 | 901.8 | 929.8 | 957.8 | 985.8 | 1013.8 | 1041.8 | 1069.8 | 0
2009-03-01 | 122.4 | 138.7 | 156.3 | 175.4 | 196.5 | 218.6 | 242.2 | 267.1 | 293 | 319.7 | 347 | 375.2 | 403.6 | 0.06 | 2009-03-01 | 375.2 | 403.6 | 432.3 | 461.7 | 491.5 | 521.4 | 551.5 | 581.6 | 612 | 642.6 | 673.2 | 703.9 | 734.9 | 0.06 | 2009-03-01 | 673.2 | 703.9 | 734.9 | 765.8 | 796.8 | 827.7 | 858.7 | 889.7 | 920.6 | 951.6 | 982.5 | 1013.5 | 1044.5 | 0.06
2009-04-01 | 3.2 | 5.4 | 8.6 | 12.6 | 18 | 25 | 33.6 | 43.2 | 54.1 | 67.1 | 82 | 98.2 | 115.7 | 0 | 2009-04-01 | 98.2 | 115.7 | 133.9 | 153.1 | 173.4 | 194.1 | 216.5 | 239.9 | 264 | 288.8 | 314.1 | 339.8 | 366.1 | 0 | 2009-04-01 | 314.1 | 339.8 | 366.1 | 392.5 | 419.3 | 446.4 | 473.8 | 501.2 | 529.1 | 557.1 | 585.2 | 613.4 | 641.8 | 0
2009-05-01 | 0 | 0 | 0 | 0 | 0 | 0 | 0 | 0 | 0 | 0.4 | 1.2 | 2.9 | 5.6 | 0 | 2009-05-01 | 2.9 | 5.6 | 10.9 | 17.5 | 25.6 | 34.7 | 45.1 | 57.2 | 70.7 | 85.5 | 101.9 | 119.3 | 138 | 0 | 2009-05-01 | 101.9 | 119.3 | 138 | 157.7 | 178.7 | 201 | 224.5 | 249.1 | 274.8 | 301 | 327.9 | 355.6 | 383.4 | 0
2009-06-01 | 0 | 0 | 0 | 0 | 0 | 0 | 0 | 0 | 0 | 0 | 0 | 0.1 | 0.2 | 0 | 2009-06-01 | 0.1 | 0.2 | 0.4 | 0.8 | 1.1 | 1.6 | 2.9 | 5.5 | 10 | 15.8 | 22.7 | 31.4 | 41.7 | 0 | 2009-06-01 | 22.7 | 31.4 | 41.7 | 55.6 | 71.5 | 91 | 112.1 | 135.2 | 158.7 | 183.6 | 209.6 | 236.1 | 263.6 | 0
2009-07-01 | 0 | 0 | 0 | 0 | 0 | 0 | 0 | 0 | 0 | 0 | 0 | 0 | 0 | 0.03 | 2009-07-01 | 0 | 0 | 0 | 0 | 0 | 0 | 0 | 0 | 0 | 0 | 0.4 | 1.8 | 3.8 | 0.03 | 2009-07-01 | 0.4 | 1.8 | 3.8 | 7.4 | 12.3 | 19.2 | 27.6 | 38.2 | 49.9 | 62.6 | 76.3 | 90.9 | 107.2 | 0.03
2009-08-01 | 0 | 0 | 0 | 0 | 0 | 0 | 0 | 0 | 0 | 0 | 0 | 0 | 0 | 0 | 2009-08-01 | 0 | 0 | 0 | 0 | 0 | 0 | 0 | 0 | 0.5 | 1.1 | 1.6 | 2.4 | 3.2 | 0 | 2009-08-01 | 1.6 | 2.4 | 3.2 | 4.7 | 6.6 | 8.9 | 12.2 | 16.2 | 21.9 | 28.6 | 37 | 47 | 58.2 | 0
2009-09-01 | 0 | 0 | 0 | 0 | 0 | 0 | 0 | 0 | 0 | 0 | 0.1 | 0.3 | 0.4 | 0 | 2009-09-01 | 0.3 | 0.4 | 1 | 1.7 | 2.6 | 4.2 | 6.4 | 9.2 | 13 | 18.5 | 25.4 | 33.7 | 43.7 | 0 | 2009-09-01 | 25.4 | 33.7 | 43.7 | 55.6 | 69.6 | 86 | 104.5 | 124.4 | 145.8 | 168.6 | 192.1 | 216.8 | 241.8 | 0
2009-10-01 | 1.8 | 3 | 5 | 7.3 | 9.9 | 13.3 | 18.4 | 24.1 | 30.6 | 38.8 | 49 | 60.4 | 73 | 0.03 | 2009-10-01 | 60.4 | 73 | 87.6 | 103.3 | 120.5 | 138.2 | 157.7 | 178.8 | 200.4 | 223.8 | 247.9 | 273 | 298.9 | 0.03 | 2009-10-01 | 247.9 | 273 | 298.9 | 326.2 | 354 | 382.4 | 411.7 | 441.7 | 471.9 | 502.6 | 533.3 | 564.1 | 594.9 | 0.03
2009-11-01 | 1.1 | 2.4 | 3.6 | 5.6 | 8.2 | 11.8 | 17 | 23.3 | 31.3 | 41.7 | 55.1 | 72 | 90.7 | 0 | 2009-11-01 | 72 | 90.7 | 111 | 132.5 | 155.4 | 178.9 | 203.9 | 229.6 | 256.1 | 283.1 | 310.8 | 339.3 | 368.1 | 0 | 2009-11-01 | 310.8 | 339.3 | 368.1 | 397.1 | 426.2 | 455.4 | 484.9 | 514.5 | 544.3 | 574.2 | 604.3 | 634.3 | 664.4 | 0
2009-12-01 | 220.1 | 241.6 | 264.5 | 288.4 | 313.2 | 338.9 | 365.7 | 392.7 | 420 | 447.9 | 476 | 504.7 | 533.8 | 0 | 2009-12-01 | 504.7 | 533.8 | 563.1 | 592.8 | 622.8 | 653 | 683.3 | 713.6 | 743.9 | 774.3 | 804.7 | 835.2 | 865.6 | 0 | 2009-12-01 | 804.7 | 835.2 | 865.6 | 896.2 | 926.8 | 957.4 | 988.1 | 1018.8 | 1049.6 | 1080.4 | 1111.3 | 1142.3 | 1173.3 | 0
2010-01-01 | 280.6 | 308 | 335.9 | 364.4 | 393.4 | 422.5 | 452 | 481.7 | 511.5 | 541.6 | 571.9 | 602.1 | 632.5 | 0 | 2010-01-01 | 602.1 | 632.5 | 663 | 693.4 | 724.2 | 755 | 785.9 | 816.8 | 847.8 | 878.8 | 909.8 | 940.8 | 971.8 | 0 | 2010-01-01 | 909.8 | 940.8 | 971.8 | 1002.8 | 1033.8 | 1064.8 | 1095.8 | 1126.8 | 1157.8 | 1188.8 | 1219.8 | 1250.8 | 1281.8 | 0
2010-02-01 | 159 | 182.7 | 207.9 | 233.6 | 260.2 | 287.2 | 314.5 | 342.1 | 369.8 | 397.6 | 425.5 | 453.4 | 481.3 | 0 | 2010-02-01 | 453.4 | 481.3 | 509.3 | 537.3 | 565.3 | 593.3 | 621.3 | 649.3 | 677.3 | 705.3 | 733.3 | 761.3 | 789.3 | 0 | 2010-02-01 | 733.3 | 761.3 | 789.3 | 817.3 | 845.3 | 873.3 | 901.3 | 929.3 | 957.3 | 985.3 | 1013.3 | 1041.3 | 1069.3 | 0
2010-03-01 | 24.7 | 31.9 | 41.1 | 51.9 | 65 | 80.3 | 97.5 | 116.6 | 137.1 | 158.8 | 182.1 | 206.1 | 230.9 | 0 | 2010-03-01 | 206.1 | 230.9 | 256 | 281.9 | 308.3 | 335.6 | 363.4 | 391.4 | 420 | 449.1 | 478.3 | 507.7 | 537.4 | 0 | 2010-03-01 | 478.3 | 507.7 | 537.4 | 567.1 | 597.1 | 627.1 | 657.5 | 688 | 718.6 | 749.1 | 779.8 | 810.5 | 841.3 | 0
2010-04-01 | 0.4 | 0.6 | 1.5 | 2.7 | 5.4 | 8.2 | 12.2 | 17.2 | 23.1 | 29.7 | 37.8 | 47.6 | 59.4 | 0 | 2010-04-01 | 47.6 | 59.4 | 73.4 | 88.7 | 105.6 | 124 | 143.5 | 164.2 | 185.4 | 207.7 | 231 | 254.8 | 279.6 | 0 | 2010-04-01 | 231 | 254.8 | 279.6 | 305.3 | 331.5 | 357.8 | 384.5 | 411.7 | 439.2 | 467.1 | 495 | 523.7 | 552.3 | 0
2010-05-01 | 0 | 0 | 0 | 0 | 0.3 | 0.7 | 1.4 | 2.1 | 3.2 | 4.5 | 6 | 8.4 | 10.9 | 0.1 | 2010-05-01 | 8.4 | 10.9 | 14 | 17.9 | 22.9 | 28.9 | 36 | 44 | 53 | 63.5 | 75.9 | 88.9 | 103.4 | 0.1 | 2010-05-01 | 75.9 | 88.9 | 103.4 | 119.1 | 135.4 | 152.8 | 171.4 | 191.4 | 213.2 | 235.5 | 258.8 | 282.7 | 307.3 | 0.1
2010-06-01 | 0 | 0 | 0 | 0 | 0 | 0 | 0 | 0 | 0 | 0 | 0 | 0 | 0 | 0 | 2010-06-01 | 0 | 0 | 0 | 0 | 0 | 0.1 | 0.3 | 0.8 | 2 | 3.8 | 6.1 | 9.3 | 13.5 | 0 | 2010-06-01 | 6.1 | 9.3 | 13.5 | 19 | 25.4 | 32.9 | 42 | 52.2 | 63.6 | 76.7 | 90.6 | 106.2 | 123.3 | 0
2010-07-01 | 0 | 0 | 0 | 0 | 0 | 0 | 0 | 0 | 0 | 0 | 0 | 0 | 0 | 0.1 | 2010-07-01 | 0 | 0 | 0 | 0 | 0 | 0 | 0 | 0 | 0 | 0 | 0 | 0 | 0.1 | 0.1 | 2010-07-01 | 0 | 0 | 0.1 | 0.3 | 0.9 | 1.7 | 2.6 | 4.3 | 6.5 | 9.4 | 13.3 | 17.9 | 24.2 | 0.1
2010-08-01 | 0 | 0 | 0 | 0 | 0 | 0 | 0 | 0 | 0 | 0 | 0 | 0 | 0 | 0.2 | 2010-08-01 | 0 | 0 | 0 | 0 | 0 | 0 | 0 | 0 | 0 | 0 | 0 | 0 | 0 | 0.2 | 2010-08-01 | 0 | 0 | 0 | 0.6 | 2.1 | 5.2 | 9.9 | 16.1 | 23.7 | 32.7 | 43 | 54.2 | 66.8 | 0.2
2010-09-01 | 0 | 0 | 0 | 0 | 0 | 0 | 0 | 0 | 0 | 0 | 0 | 0 | 0 | 0 | 2010-09-01 | 0 | 0 | 0 | 0 | 0 | 0.2 | 0.6 | 1.1 | 1.8 | 3.2 | 5.8 | 10.1 | 15.8 | 0 | 2010-09-01 | 5.8 | 10.1 | 15.8 | 23.5 | 32.8 | 43.5 | 55.1 | 68.5 | 83.4 | 99.1 | 116.8 | 135 | 154.5 | 0
2010-10-01 | 0 | 0 | 0.1 | 0.2 | 0.8 | 1.6 | 2.9 | 4.9 | 7.7 | 11.4 | 16.5 | 22.5 | 29.5 | 0.06 | 2010-10-01 | 22.5 | 29.5 | 37.7 | 47.2 | 58.8 | 72 | 87.1 | 103.4 | 122.3 | 144 | 167.3 | 191.4 | 216.3 | 0.06 | 2010-10-01 | 167.3 | 191.4 | 216.3 | 241.6 | 266.8 | 293 | 320.2 | 348 | 376.7 | 405.5 | 434.7 | 464.3 | 494 | 0.06
2010-11-01 | 14.3 | 20 | 27.2 | 35.4 | 45.1 | 56.2 | 69 | 83.3 | 99.3 | 117.1 | 136.3 | 157.5 | 179.6 | 0.03 | 2010-11-01 | 157.5 | 179.6 | 204.5 | 229.9 | 257.1 | 284.8 | 312.9 | 341.7 | 370.3 | 399.5 | 428.6 | 458 | 487.7 | 0.03 | 2010-11-01 | 428.6 | 458 | 487.7 | 517.5 | 547.5 | 577.5 | 607.5 | 637.6 | 667.6 | 697.7 | 727.7 | 757.8 | 787.8 | 0.03
2010-12-01 | 212.3 | 237.8 | 263.9 | 290.7 | 317.8 | 345.2 | 372.9 | 401 | 429.6 | 458.5 | 487.6 | 517.1 | 546.9 | 0.2 | 2010-12-01 | 517.1 | 546.9 | 577.1 | 607.4 | 638.1 | 668.9 | 699.9 | 730.9 | 761.9 | 792.9 | 823.9 | 854.9 | 885.9 | 0.2 | 2010-12-01 | 823.9 | 854.9 | 885.9 | 916.9 | 947.9 | 978.9 | 1009.9 | 1040.9 | 1071.9 | 1102.9 | 1133.9 | 1164.9 | 1195.9 | 0.2
2011-01-01 | 331.8 | 360.5 | 389.8 | 419.2 | 448.7 | 478.3 | 508 | 537.9 | 568.1 | 598.4 | 628.9 | 659.5 | 690.1 | 0 | 2011-01-01 | 659.5 | 690.1 | 720.9 | 751.7 | 782.6 | 813.5 | 844.4 | 875.4 | 906.4 | 937.4 | 968.4 | 999.4 | 1030.4 | 0 | 2011-01-01 | 968.4 | 999.4 | 1030.4 | 1061.4 | 1092.4 | 1123.4 | 1154.4 | 1185.4 | 1216.4 | 1247.4 | 1278.4 | 1309.4 | 1340.4 | 0
2011-02-01 | 236.8 | 259.8 | 284.2 | 308.9 | 334.6 | 360.5 | 386.6 | 413.2 | 439.9 | 466.5 | 493.3 | 520.2 | 547.3 | 0 | 2011-02-01 | 520.2 | 547.3 | 574.5 | 601.9 | 629.4 | 656.8 | 684.5 | 712.2 | 740 | 767.8 | 795.7 | 823.7 | 851.7 | 0 | 2011-02-01 | 795.7 | 823.7 | 851.7 | 879.7 | 907.7 | 935.7 | 963.7 | 991.7 | 1019.7 | 1047.7 | 1075.7 | 1103.7 | 1131.7 | 0
2011-03-01 | 86.7 | 103.6 | 122.2 | 142.2 | 163.5 | 186 | 209 | 233.5 | 258.6 | 284.5 | 311.1 | 338.4 | 366.2 | 0 | 2011-03-01 | 338.4 | 366.2 | 394.1 | 422.5 | 451.4 | 480.8 | 510.1 | 539.7 | 569.7 | 599.6 | 629.8 | 660 | 690.5 | 0 | 2011-03-01 | 629.8 | 660 | 690.5 | 721.1 | 751.5 | 782.3 | 812.9 | 843.7 | 874.5 | 905.3 | 936.2 | 967.1 | 998.1 | 0
2011-04-01 | 3 | 5.8 | 8.9 | 12.8 | 17.7 | 24.2 | 32.5 | 42.4 | 54.6 | 68.1 | 82.5 | 97.9 | 114.8 | 0.03 | 2011-04-01 | 97.9 | 114.8 | 132.5 | 151.2 | 171 | 191.9 | 213.8 | 236.4 | 259.6 | 283.7 | 308 | 333.3 | 359.4 | 0.03 | 2011-04-01 | 308 | 333.3 | 359.4 | 386 | 412.9 | 440 | 467.9 | 496.2 | 524.6 | 553.4 | 582.5 | 611.8 | 641.3 | 0.03
2011-05-01 | 0 | 0 | 0 | 0 | 0 | 0 | 0 | 0 | 0 | 0.4 | 1.2 | 3.7 | 7.5 | 0.03 | 2011-05-01 | 3.7 | 7.5 | 13.2 | 20.2 | 30.1 | 42.5 | 56.7 | 72 | 88.6 | 106.4 | 125.1 | 145 | 165.5 | 0.03 | 2011-05-01 | 125.1 | 145 | 165.5 | 186.6 | 208.8 | 231.6 | 255 | 278.7 | 303.4 | 328.7 | 355 | 381.8 | 409.4 | 0.03
2011-06-01 | 0 | 0 | 0 | 0 | 0 | 0 | 0 | 0 | 0 | 0 | 0 | 0 | 0 | 0 | 2011-06-01 | 0 | 0 | 0.1 | 0.3 | 0.7 | 1.1 | 2.1 | 4 | 6.6 | 10.8 | 16.4 | 23.6 | 31.5 | 0 | 2011-06-01 | 16.4 | 23.6 | 31.5 | 40.7 | 51.1 | 62.8 | 75.2 | 88.6 | 103.6 | 119.8 | 136.8 | 155.2 | 175.1 | 0
2011-07-01 | 0 | 0 | 0 | 0 | 0 | 0 | 0 | 0 | 0 | 0 | 0 | 0 | 0 | 0.03 | 2011-07-01 | 0 | 0 | 0 | 0 | 0 | 0 | 0 | 0 | 0 | 0 | 0 | 0 | 0 | 0.03 | 2011-07-01 | 0 | 0 | 0 | 0 | 0 | 0 | 0.3 | 0.8 | 2.2 | 4.6 | 8.2 | 13.4 | 20.1 | 0.03
2011-08-01 | 0 | 0 | 0 | 0 | 0 | 0 | 0 | 0 | 0 | 0 | 0 | 0 | 0 | 0 | 2011-08-01 | 0 | 0 | 0 | 0 | 0 | 0 | 0 | 0 | 0 | 0 | 0 | 0 | 0 | 0 | 2011-08-01 | 0 | 0 | 0 | 0 | 0.1 | 0.8 | 2.1 | 4 | 6.7 | 10.7 | 16.5 | 24.1 | 34 | 0
2011-09-01 | 0 | 0 | 0 | 0 | 0 | 0 | 0 | 0 | 0 | 0 | 0 | 0 | 0.1 | 0.07 | 2011-09-01 | 0 | 0.1 | 0.2 | 0.6 | 1.1 | 2.1 | 3.2 | 4.5 | 6.3 | 8.6 | 11.4 | 15.2 | 20 | 0.07 | 2011-09-01 | 11.4 | 15.2 | 20 | 26.6 | 35.6 | 45.5 | 57.1 | 70.4 | 85.2 | 102 | 120.1 | 139.5 | 161.1 | 0.07
2011-10-01 | 2.7 | 3.9 | 5.6 | 7.8 | 10 | 12.4 | 15 | 18.1 | 21.9 | 25.9 | 30.4 | 35.7 | 42.1 | 0 | 2011-10-01 | 35.7 | 42.1 | 49.4 | 56.9 | 64.8 | 73.1 | 82.4 | 92.8 | 105.1 | 118.7 | 134 | 151.5 | 171.3 | 0 | 2011-10-01 | 134 | 151.5 | 171.3 | 192.9 | 216 | 240.8 | 266.3 | 293.3 | 321.3 | 349.9 | 378.7 | 407.8 | 437.1 | 0
2011-11-01 | 4.2 | 7.2 | 10.8 | 15.4 | 20.8 | 27 | 33.9 | 42.3 | 52.5 | 63.1 | 75.2 | 88.2 | 102.1 | 0 | 2011-11-01 | 88.2 | 102.1 | 116.6 | 132.6 | 149.7 | 168.6 | 188.4 | 210.5 | 233.1 | 257.2 | 282.3 | 308.3 | 335.1 | 0 | 2011-11-01 | 282.3 | 308.3 | 335.1 | 362.4 | 390.5 | 419.4 | 448.3 | 478 | 507.6 | 537.6 | 567.6 | 597.6 | 627.7 | 0
2011-12-01 | 76.8 | 89.4 | 104.1 | 121 | 138.7 | 157.3 | 177.6 | 198.6 | 221 | 244.1 | 268.6 | 294.1 | 320.4 | 0 | 2011-12-01 | 294.1 | 320.4 | 347.1 | 374.3 | 401.9 | 430.1 | 459.1 | 488.5 | 518.2 | 548.6 | 579.2 | 609.7 | 640.5 | 0 | 2011-12-01 | 579.2 | 609.7 | 640.5 | 671.5 | 702.5 | 733.5 | 764.5 | 795.5 | 826.5 | 857.5 | 888.5 | 919.5 | 950.5 | 0
2012-01-01 | 183.4 | 203.2 | 224.7 | 247.5 | 272.4 | 297.9 | 324.8 | 352.4 | 380.5 | 408.9 | 438 | 467.5 | 497.3 | 0 | 2012-01-01 | 467.5 | 497.3 | 527.2 | 557.6 | 588.1 | 618.8 | 649.4 | 680.2 | 711.1 | 742 | 773 | 804 | 835 | 0 | 2012-01-01 | 773 | 804 | 835 | 866 | 897 | 928 | 959 | 990 | 1021 | 1052 | 1083 | 1114 | 1145 | 0
2012-02-01 | 90.1 | 106.1 | 124.5 | 143.9 | 165 | 187.9 | 211.8 | 236.8 | 262.6 | 288.7 | 315.7 | 342.8 | 370.3 | 0 | 2012-02-01 | 342.8 | 370.3 | 398.2 | 426.2 | 454.6 | 483 | 511.6 | 540.3 | 569.2 | 598 | 627 | 656 | 685 | 0 | 2012-02-01 | 627 | 656 | 685 | 714 | 743 | 772 | 801 | 830 | 859 | 888 | 917 | 946 | 975 | 0
2012-03-01 | 41.1 | 49.3 | 58.9 | 69.8 | 81.6 | 95.3 | 110.6 | 127.1 | 145.5 | 164.4 | 184.8 | 206 | 227.6 | 0 | 2012-03-01 | 206 | 227.6 | 250.3 | 273.4 | 296.7 | 320.5 | 344.9 | 369.2 | 393.7 | 419.1 | 444.5 | 470.6 | 497.3 | 0 | 2012-03-01 | 444.5 | 470.6 | 497.3 | 524.4 | 552.1 | 579.7 | 607.7 | 636.1 | 664.7 | 693.5 | 722.5 | 751.8 | 781.2 | 0
2012-04-01 | 0.7 | 1.5 | 3 | 4.8 | 7.3 | 11.1 | 15.4 | 20.8 | 27.5 | 35.9 | 45.7 | 57.1 | 70.4 | 0.03 | 2012-04-01 | 57.1 | 70.4 | 84.9 | 101.1 | 118.4 | 137.2 | 156.7 | 177.3 | 198.7 | 221.3 | 244.3 | 268.1 | 292.7 | 0.03 | 2012-04-01 | 244.3 | 268.1 | 292.7 | 318.2 | 344.1 | 370.7 | 397.5 | 424.4 | 451.7 | 479.3 | 507.1 | 534.9 | 563.2 | 0.03
2012-05-01 | 0 | 0 | 0 | 0 | 0 | 0 | 0 | 0 | 0.3 | 1.3 | 3.5 | 6.3 | 9.6 | 0 | 2012-05-01 | 6.3 | 9.6 | 14.5 | 20 | 26.5 | 33.8 | 42.2 | 52.2 | 62.9 | 75.8 | 89.6 | 104.9 | 121.2 | 0 | 2012-05-01 | 89.6 | 104.9 | 121.2 | 140 | 160 | 181.3 | 204 | 227.6 | 252.3 | 278.1 | 304.8 | 332.3 | 360.7 | 0
2012-06-01 | 0 | 0 | 0 | 0 | 0 | 0 | 0 | 0 | 0 | 0 | 0 | 0 | 0 | 0.03 | 2012-06-01 | 0 | 0 | 0.4 | 1.4 | 3.1 | 4.8 | 7.5 | 10.9 | 15.1 | 20.3 | 26.6 | 33.9 | 42.8 | 0.03 | 2012-06-01 | 26.6 | 33.9 | 42.8 | 52.9 | 65 | 78.8 | 93.7 | 109.8 | 127.4 | 146.2 | 165.5 | 185.9 | 207 | 0.03
2012-07-01 | 0 | 0 | 0 | 0 | 0 | 0 | 0 | 0 | 0 | 0 | 0 | 0 | 0 | 0.2 | 2012-07-01 | 0 | 0 | 0 | 0 | 0 | 0 | 0 | 0 | 0 | 0 | 0 | 0 | 0 | 0.2 | 2012-07-01 | 0 | 0 | 0 | 0 | 0.2 | 0.6 | 1.5 | 3 | 5.9 | 10.2 | 16 | 24.1 | 33.4 | 0.2
2012-08-01 | 0 | 0 | 0 | 0 | 0 | 0 | 0 | 0 | 0 | 0 | 0 | 0 | 0 | 0 | 2012-08-01 | 0 | 0 | 0 | 0 | 0 | 0 | 0 | 0 | 0 | 0 | 0 | 0 | 0 | 0 | 2012-08-01 | 0 | 0 | 0 | 0 | 0.1 | 0.7 | 1.5 | 2.7 | 5 | 8.1 | 13.2 | 20.2 | 28.7 | 0
2012-09-01 | 0 | 0 | 0 | 0 | 0 | 0 | 0 | 0 | 0 | 0 | 0 | 0 | 0 | 0 | 2012-09-01 | 0 | 0 | 0.1 | 0.5 | 1.1 | 2 | 3.6 | 6.5 | 10.7 | 17.1 | 24.3 | 32.1 | 41 | 0 | 2012-09-01 | 24.3 | 32.1 | 41 | 51.3 | 62.8 | 75.5 | 90.3 | 107 | 125.7 | 145.4 | 166.6 | 188.8 | 212.5 | 0
2012-10-01 | 0.4 | 0.6 | 0.9 | 1.3 | 1.8 | 2.3 | 3 | 3.9 | 4.7 | 6.1 | 8.7 | 12.4 | 16.7 | 0 | 2012-10-01 | 12.4 | 16.7 | 21.8 | 28.3 | 36.4 | 46.9 | 60.1 | 75.5 | 92.3 | 110.9 | 130.7 | 151.6 | 174.9 | 0 | 2012-10-01 | 130.7 | 151.6 | 174.9 | 199.9 | 225.9 | 253.1 | 281.1 | 309.7 | 338.8 | 368.5 | 398.1 | 428 | 458.2 | 0
2012-11-01 | 31.5 | 42.8 | 56.2 | 71.1 | 87.6 | 105 | 124 | 144.8 | 166.7 | 190.1 | 214.7 | 239.7 | 266.1 | 0 | 2012-11-01 | 239.7 | 266.1 | 292.5 | 319.8 | 347.7 | 376.1 | 404.5 | 433.4 | 462.4 | 491.6 | 520.8 | 550.2 | 579.7 | 0 | 2012-11-01 | 520.8 | 550.2 | 579.7 | 609.4 | 639.2 | 669.1 | 699 | 729.1 | 759.1 | 789.2 | 819.2 | 849.3 | 879.3 | 0
2012-12-01 | 87.4 | 104.6 | 123.1 | 142.5 | 162.7 | 183.9 | 207.1 | 231.7 | 257.8 | 284.4 | 312 | 339.8 | 368.2 | 0.06 | 2012-12-01 | 339.8 | 368.2 | 396.9 | 425.8 | 455.1 | 484.5 | 514.2 | 544.2 | 574.8 | 605.5 | 636.5 | 667.4 | 698.4 | 0.06 | 2012-12-01 | 636.5 | 667.4 | 698.4 | 729.4 | 760.4 | 791.4 | 822.4 | 853.4 | 884.4 | 915.4 | 946.4 | 977.4 | 1008.4 | 0.06
2013-01-01 | 254.7 | 276.1 | 298.8 | 322.4 | 347 | 373 | 399.6 | 426.8 | 454.5 | 482.7 | 511.1 | 539.9 | 568.8 | 0 | 2013-01-01 | 539.9 | 568.8 | 598.2 | 627.6 | 657.1 | 687 | 717.1 | 747.1 | 777.2 | 807.5 | 838 | 868.9 | 899.9 | 0 | 2013-01-01 | 838 | 868.9 | 899.9 | 930.9 | 961.9 | 992.9 | 1023.9 | 1054.9 | 1085.9 | 1116.9 | 1147.9 | 1178.9 | 1209.9 | 0
2013-02-01 | 207.1 | 231.2 | 256.7 | 282.8 | 309.5 | 336.5 | 364.1 | 391.9 | 419.8 | 447.7 | 475.7 | 503.7 | 531.7 | 0.04 | 2013-02-01 | 503.7 | 531.7 | 559.7 | 587.7 | 615.7 | 643.7 | 671.7 | 699.7 | 727.7 | 755.7 | 783.7 | 811.7 | 839.7 | 0.04 | 2013-02-01 | 783.7 | 811.7 | 839.7 | 867.7 | 895.7 | 923.7 | 951.7 | 979.7 | 1007.7 | 1035.7 | 1063.7 | 1091.7 | 1119.7 | 0.04
2013-03-01 | 87.4 | 106.5 | 127.7 | 149.8 | 173.8 | 198.2 | 223.7 | 250 | 276.8 | 304.2 | 332.3 | 360.8 | 389.7 | 0 | 2013-03-01 | 360.8 | 389.7 | 419.3 | 449.5 | 480.1 | 510.8 | 541.6 | 572.5 | 603.4 | 634.2 | 665.2 | 696.1 | 727.1 | 0 | 2013-03-01 | 665.2 | 696.1 | 727.1 | 758 | 789 | 820 | 850.9 | 881.9 | 912.8 | 943.8 | 974.8 | 1005.7 | 1036.7 | 0
2013-04-01 | 9.4 | 13 | 17.7 | 23.1 | 29.7 | 37.2 | 46 | 56.1 | 68.1 | 81.4 | 96.7 | 114 | 132.6 | 0 | 2013-04-01 | 114 | 132.6 | 152.2 | 173.3 | 195.4 | 218.2 | 241.7 | 266.1 | 291.1 | 317.3 | 343.9 | 371.2 | 398.8 | 0 | 2013-04-01 | 343.9 | 371.2 | 398.8 | 427.1 | 455.6 | 484.2 | 513.3 | 542.8 | 572.2 | 601.7 | 631.3 | 660.9 | 690.6 | 0
2013-05-01 | 0 | 0 | 0 | 0 | 0.2 | 0.5 | 1.3 | 2.5 | 4.2 | 6.3 | 9.1 | 13.1 | 17.8 | 0.03 | 2013-05-01 | 13.1 | 17.8 | 23.6 | 30.7 | 39.4 | 49.2 | 60.9 | 74.2 | 88.9 | 105.4 | 123.3 | 141.9 | 162.3 | 0.03 | 2013-05-01 | 123.3 | 141.9 | 162.3 | 183.4 | 206.1 | 229.8 | 254.4 | 280.1 | 306.5 | 333 | 360.6 | 388.2 | 416.2 | 0.03
2013-06-01 | 0 | 0 | 0 | 0 | 0 | 0 | 0 | 0 | 0 | 0 | 0 | 0 | 0 | 0 | 2013-06-01 | 0 | 0 | 0 | 0 | 0 | 0.1 | 0.7 | 1.8 | 3.8 | 6.7 | 10.5 | 14.9 | 20.5 | 0 | 2013-06-01 | 10.5 | 14.9 | 20.5 | 26.5 | 33.8 | 42.8 | 53.3 | 64.8 | 77.7 | 91.7 | 107.5 | 123.8 | 141.8 | 0
2013-07-01 | 0 | 0 | 0 | 0 | 0 | 0 | 0 | 0 | 0 | 0 | 0 | 0 | 0 | 0 | 2013-07-01 | 0 | 0 | 0 | 0 | 0 | 0 | 0 | 0 | 0 | 0 | 0 | 0 | 0 | 0 | 2013-07-01 | 0 | 0 | 0 | 0.3 | 1.1 | 2.8 | 4.8 | 7 | 9.9 | 14.4 | 19.9 | 26.9 | 35.5 | 0
2013-08-01 | 0 | 0 | 0 | 0 | 0 | 0 | 0 | 0 | 0 | 0 | 0 | 0 | 0 | 0.6 | 2013-08-01 | 0 | 0 | 0 | 0 | 0 | 0 | 0 | 0 | 0 | 0 | 0 | 0 | 0.2 | 0.6 | 2013-08-01 | 0 | 0 | 0.2 | 0.7 | 2 | 4.2 | 7.5 | 12.4 | 18.8 | 27 | 36.9 | 48.1 | 60.9 | 0.6
2013-09-01 | 0 | 0 | 0 | 0 | 0 | 0 | 0 | 0 | 0.1 | 0.2 | 0.5 | 1 | 1.5 | 0 | 2013-09-01 | 1 | 1.5 | 2.3 | 3.3 | 5 | 7.1 | 10.4 | 14.3 | 19.1 | 26 | 34.1 | 43.5 | 54.2 | 0 | 2013-09-01 | 34.1 | 43.5 | 54.2 | 66.5 | 80.7 | 95.3 | 111.1 | 128.1 | 146 | 165 | 185.3 | 206.8 | 229.7 | 0
2013-10-01 | 0.3 | 0.7 | 1.1 | 2 | 3.4 | 5.1 | 7.3 | 10.5 | 14.1 | 18.4 | 23.4 | 29 | 35.8 | 0 | 2013-10-01 | 29 | 35.8 | 43.4 | 52.3 | 61.8 | 73.1 | 85.5 | 99.1 | 114.9 | 131.8 | 150.5 | 170.2 | 191.5 | 0 | 2013-10-01 | 150.5 | 170.2 | 191.5 | 214.5 | 238.8 | 264.5 | 290.6 | 317.7 | 345.8 | 374.1 | 403.1 | 432 | 461.3 | 0
2013-11-01 | 74.2 | 85 | 96.6 | 109 | 122.3 | 136.8 | 153.3 | 171.1 | 190.7 | 210.9 | 232.2 | 254.5 | 276.8 | 0 | 2013-11-01 | 254.5 | 276.8 | 300.5 | 324.2 | 348.7 | 373.4 | 399.3 | 425.5 | 452.1 | 479 | 506.2 | 533.8 | 561.8 | 0 | 2013-11-01 | 506.2 | 533.8 | 561.8 | 590.3 | 619 | 648 | 677.2 | 706.7 | 736.4 | 766.2 | 796 | 826 | 856 | 0
2013-12-01 | 201.2 | 223.9 | 248 | 272.8 | 298.7 | 325 | 352.2 | 380 | 408.2 | 436.6 | 465.3 | 494.4 | 523.8 | 0 | 2013-12-01 | 494.4 | 523.8 | 553.6 | 583.7 | 614.1 | 644.6 | 675.2 | 706.1 | 737.1 | 768.1 | 799.1 | 830.1 | 861.1 | 0 | 2013-12-01 | 799.1 | 830.1 | 861.1 | 892.1 | 923.1 | 954.1 | 985.1 | 1016.1 | 1047.1 | 1078.1 | 1109.1 | 1140.1 | 1171.1 | 0
2014-01-01 | 379.2 | 404.3 | 429.7 | 455.9 | 482.2 | 508.9 | 535.9 | 563.5 | 591.7 | 620.5 | 649.9 | 679.6 | 709.7 | 0.03 | 2014-01-01 | 679.6 | 709.7 | 739.7 | 769.9 | 800.1 | 830.5 | 861.1 | 891.7 | 922.5 | 953.5 | 984.5 | 1015.5 | 1046.5 | 0.03 | 2014-01-01 | 984.5 | 1015.5 | 1046.5 | 1077.5 | 1108.5 | 1139.5 | 1170.5 | 1201.5 | 1232.5 | 1263.5 | 1294.5 | 1325.5 | 1356.5 | 0.03
2014-02-01 | 271.4 | 295.9 | 320.7 | 346 | 371.7 | 397.9 | 424.4 | 451.2 | 478 | 505.2 | 532.5 | 560 | 587.6 | 0 | 2014-02-01 | 560 | 587.6 | 615.4 | 643.3 | 671.2 | 699.2 | 727.2 | 755.2 | 783.2 | 811.2 | 839.2 | 867.2 | 895.2 | 0 | 2014-02-01 | 839.2 | 867.2 | 895.2 | 923.2 | 951.2 | 979.2 | 1007.2 | 1035.2 | 1063.2 | 1091.2 | 1119.2 | 1147.2 | 1175.2 | 0
2014-03-01 | 204.5 | 226.7 | 250.1 | 274.5 | 300.1 | 326.5 | 353.7 | 381.6 | 409.4 | 437.6 | 465.9 | 494.5 | 523.4 | 0.1 | 2014-03-01 | 494.5 | 523.4 | 552.6 | 582.4 | 612.5 | 642.6 | 673 | 703.5 | 734.2 | 764.9 | 795.8 | 826.8 | 857.7 | 0.1 | 2014-03-01 | 795.8 | 826.8 | 857.7 | 888.7 | 919.6 | 950.6 | 981.6 | 1012.5 | 1043.5 | 1074.4 | 1105.4 | 1136.3 | 1167.3 | 0.1
2014-04-01 | 6.9 | 10.3 | 14.9 | 21.3 | 28.8 | 38.3 | 50.3 | 63.6 | 78.1 | 94 | 110.7 | 128.8 | 147.7 | 0.07 | 2014-04-01 | 128.8 | 147.7 | 167.7 | 188.6 | 210.6 | 233.1 | 256.5 | 280.5 | 305.3 | 330.8 | 356.8 | 383.4 | 410.2 | 0.07 | 2014-04-01 | 356.8 | 383.4 | 410.2 | 437.7 | 465.7 | 494.1 | 522.7 | 551.4 | 580.4 | 609.5 | 639 | 668.6 | 698.2 | 0.07
2014-05-01 | 0 | 0 | 0 | 0 | 0 | 0 | 0 | 0.3 | 0.8 | 1.6 | 3 | 5.3 | 7.6 | 0.1 | 2014-05-01 | 5.3 | 7.6 | 12 | 17.3 | 24.4 | 33.6 | 44.5 | 57.3 | 71.8 | 88 | 105.8 | 125.6 | 146.3 | 0.1 | 2014-05-01 | 105.8 | 125.6 | 146.3 | 168.5 | 191.8 | 216.8 | 242.8 | 269.7 | 296.9 | 324.6 | 352.7 | 380.7 | 409 | 0.1
2014-06-01 | 0 | 0 | 0 | 0 | 0 | 0 | 0 | 0 | 0 | 0 | 0 | 0 | 0 | 0.07 | 2014-06-01 | 0 | 0 | 0 | 0 | 0.1 | 0.4 | 0.6 | 0.9 | 1.5 | 2.5 | 4.7 | 8.6 | 13.8 | 0.07 | 2014-06-01 | 4.7 | 8.6 | 13.8 | 20.8 | 29.3 | 39.5 | 50.8 | 63.9 | 77.1 | 91.9 | 107.6 | 125.2 | 143.9 | 0.07
2014-07-01 | 0 | 0 | 0 | 0 | 0 | 0 | 0 | 0 | 0 | 0 | 0 | 0 | 0 | 0.2 | 2014-07-01 | 0 | 0 | 0 | 0 | 0 | 0 | 0 | 0 | 0 | 0 | 0 | 0 | 0.2 | 0.2 | 2014-07-01 | 0 | 0 | 0.2 | 0.5 | 1.1 | 2.3 | 4.7 | 8.1 | 13 | 18.5 | 25.6 | 34.5 | 45.1 | 0.2
2014-08-01 | 0 | 0 | 0 | 0 | 0 | 0 | 0 | 0 | 0 | 0 | 0 | 0 | 0 | 0.4 | 2014-08-01 | 0 | 0 | 0 | 0 | 0 | 0 | 0 | 0 | 0 | 0 | 0.1 | 0.3 | 0.9 | 0.4 | 2014-08-01 | 0.1 | 0.3 | 0.9 | 2.1 | 3.9 | 7.5 | 13.2 | 20.6 | 29.5 | 41.4 | 55.1 | 70.2 | 87.3 | 0.4
2014-09-01 | 0 | 0 | 0 | 0 | 0 | 0 | 0 | 0 | 0 | 0 | 0 | 0.5 | 1 | 0.1 | 2014-09-01 | 0.5 | 1 | 1.8 | 3 | 4.4 | 6.1 | 8.5 | 11.2 | 15.7 | 21.6 | 28.6 | 36.3 | 45 | 0.1 | 2014-09-01 | 28.6 | 36.3 | 45 | 55.1 | 66.9 | 80.5 | 95.1 | 111.3 | 128.7 | 147.2 | 167 | 187.5 | 209.3 | 0.1
2014-10-01 | 0 | 0 | 0 | 0.2 | 0.5 | 0.9 | 1.2 | 1.7 | 2.3 | 4 | 6.1 | 9.7 | 14.7 | 0.1 | 2014-10-01 | 9.7 | 14.7 | 21.6 | 30.8 | 41.4 | 53.9 | 67.8 | 84 | 101.7 | 121.5 | 142.3 | 164.6 | 187.6 | 0.1 | 2014-10-01 | 142.3 | 164.6 | 187.6 | 211.7 | 236.7 | 262.8 | 289.5 | 316.9 | 345 | 373.7 | 402.8 | 432.3 | 462.2 | 0.1
2014-11-01 | 56.2 | 66.8 | 78.7 | 91.4 | 105.7 | 120.7 | 137.2 | 154.4 | 173.1 | 192.8 | 213.3 | 235.1 | 257.6 | 0.07 | 2014-11-01 | 235.1 | 257.6 | 281.2 | 305.6 | 330.9 | 356.7 | 383.5 | 410.4 | 438.3 | 466.5 | 495 | 523.7 | 552.8 | 0.07 | 2014-11-01 | 495 | 523.7 | 552.8 | 581.9 | 611.4 | 641.2 | 671.1 | 701.2 | 731.2 | 761.2 | 791.3 | 821.3 | 851.4 | 0.07
2014-12-01 | 90.7 | 105.9 | 122.8 | 141.3 | 161.8 | 183.6 | 207.3 | 232.1 | 258.4 | 285.8 | 314 | 342.7 | 371.8 | 0.03 | 2014-12-01 | 342.7 | 371.8 | 401.3 | 431.2 | 461.5 | 491.9 | 522.3 | 552.7 | 583.4 | 614 | 644.8 | 675.6 | 706.5 | 0.03 | 2014-12-01 | 644.8 | 675.6 | 706.5 | 737.4 | 768.4 | 799.4 | 830.4 | 861.4 | 892.4 | 923.4 | 954.4 | 985.4 | 1016.4 | 0.03
2015-01-01 | 376 | 404.8 | 433.7 | 463.2 | 492.9 | 522.8 | 552.8 | 583.1 | 613.3 | 643.7 | 674.2 | 704.9 | 735.8 | 0.1 | 2015-01-01 | 704.9 | 735.8 | 766.7 | 797.6 | 828.6 | 859.6 | 890.6 | 921.6 | 952.6 | 983.6 | 1014.6 | 1045.6 | 1076.6 | 0.1 | 2015-01-01 | 1014.6 | 1045.6 | 1076.6 | 1107.6 | 1138.6 | 1169.6 | 1200.6 | 1231.6 | 1262.6 | 1293.6 | 1324.6 | 1355.6 | 1386.6 | 0.1
2015-02-01 | 515.4 | 543.4 | 571.4 | 599.4 | 627.4 | 655.4 | 683.4 | 711.4 | 739.4 | 767.4 | 795.4 | 823.4 | 851.4 | 0.1 | 2015-02-01 | 823.4 | 851.4 | 879.4 | 907.4 | 935.4 | 963.4 | 991.4 | 1019.4 | 1047.4 | 1075.4 | 1103.4 | 1131.4 | 1159.4 | 0.1 | 2015-02-01 | 1103.4 | 1131.4 | 1159.4 | 1187.4 | 1215.4 | 1243.4 | 1271.4 | 1299.4 | 1327.4 | 1355.4 | 1383.4 | 1411.4 | 1439.4 | 0.1
2015-03-01 | 195.4 | 218.7 | 243.5 | 269.2 | 295.9 | 323.3 | 351.2 | 379.9 | 408.8 | 438.5 | 468.1 | 498.2 | 528.4 | 0.2 | 2015-03-01 | 498.2 | 528.4 | 558.9 | 589.5 | 620 | 650.7 | 681.4 | 712.3 | 743.3 | 774.2 | 805.2 | 836.1 | 867.1 | 0.2 | 2015-03-01 | 805.2 | 836.1 | 867.1 | 898 | 929 | 960 | 990.9 | 1021.9 | 1052.8 | 1083.8 | 1114.8 | 1145.7 | 1176.7 | 0.2
2015-04-01 | 9.9 | 14.6 | 20.3 | 27.1 | 34.7 | 43.1 | 52 | 62.9 | 74.6 | 88 | 102.3 | 118.3 | 135.6 | 0.2 | 2015-04-01 | 118.3 | 135.6 | 154.6 | 175 | 196.7 | 219.4 | 243.2 | 268 | 293.7 | 319.9 | 346.6 | 373.7 | 401.1 | 0.2 | 2015-04-01 | 346.6 | 373.7 | 401.1 | 428.9 | 457.3 | 485.9 | 515.1 | 544.3 | 573.9 | 603.6 | 633.5 | 663.5 | 693.5 | 0.2
2015-05-01 | 0 | 0 | 0.1 | 0.6 | 1.1 | 1.8 | 2.4 | 3.4 | 4.7 | 6.6 | 9 | 12.1 | 16 | 0.2 | 2015-05-01 | 12.1 | 16 | 20.6 | 26 | 32.2 | 39.2 | 47 | 56.4 | 66.6 | 77.8 | 90.1 | 104 | 118.7 | 0.2 | 2015-05-01 | 90.1 | 104 | 118.7 | 134.5 | 150.9 | 169.1 | 188.3 | 208.8 | 230.4 | 253.3 | 276.6 | 301.1 | 326.2 | 0.2
2015-06-01 | 0 | 0 | 0 | 0 | 0 | 0 | 0 | 0 | 0 | 0.3 | 1.5 | 3.4 | 5.9 | 0.3 | 2015-06-01 | 3.4 | 5.9 | 8.6 | 11.7 | 15.2 | 19.5 | 24.7 | 30.7 | 37.9 | 45.5 | 54.2 | 63.5 | 73.1 | 0.3 | 2015-06-01 | 54.2 | 63.5 | 73.1 | 84.4 | 96.3 | 110.2 | 125.3 | 141.8 | 160.1 | 179.7 | 200.3 | 221.9 | 245.2 | 0.3
2015-07-01 | 0 | 0 | 0 | 0 | 0 | 0 | 0 | 0 | 0 | 0 | 0 | 0 | 0 | 0.3 | 2015-07-01 | 0 | 0 | 0 | 0 | 0 | 0 | 0 | 0 | 0 | 0 | 0 | 0 | 0.2 | 0.3 | 2015-07-01 | 0 | 0 | 0.2 | 0.5 | 1.6 | 3.8 | 6.9 | 11.4 | 16.9 | 23.9 | 32.7 | 41.7 | 52.2 | 0.3
2015-08-01 | 0 | 0 | 0 | 0 | 0 | 0 | 0 | 0 | 0 | 0 | 0 | 0 | 0 | 0.2 | 2015-08-01 | 0 | 0 | 0 | 0 | 0 | 0 | 0 | 0 | 0 | 0 | 0 | 0 | 0 | 0.2 | 2015-08-01 | 0 | 0 | 0 | 0 | 0.3 | 0.8 | 1.8 | 4.3 | 7.5 | 11.3 | 17.3 | 25.7 | 36.4 | 0.2
2015-09-01 | 0 | 0 | 0 | 0 | 0 | 0 | 0 | 0 | 0 | 0 | 0 | 0 | 0.2 | 0.2 | 2015-09-01 | 0 | 0.2 | 0.4 | 0.7 | 1.1 | 1.6 | 2.5 | 3.5 | 5 | 7.1 | 9.5 | 12.8 | 17.1 | 0.2 | 2015-09-01 | 9.5 | 12.8 | 17.1 | 21.7 | 27.9 | 35.8 | 45.3 | 57.2 | 70.3 | 84.9 | 100.7 | 117.4 | 135.8 | 0.2
2015-10-01 | 3 | 3.9 | 5.5 | 7.3 | 9.3 | 11.7 | 14.4 | 17.8 | 22 | 26.7 | 32.1 | 38.4 | 46.1 | 0.3 | 2015-10-01 | 38.4 | 46.1 | 56.1 | 67.3 | 80.6 | 96.3 | 113.4 | 132.5 | 152.2 | 174.3 | 197.2 | 221.3 | 246.4 | 0.3 | 2015-10-01 | 197.2 | 221.3 | 246.4 | 272.4 | 298.9 | 325.8 | 353.7 | 381.9 | 410.5 | 439.9 | 469.4 | 499.3 | 529.7 | 0.3
2015-11-01 | 15.4 | 20.2 | 25.6 | 31.8 | 39 | 47.2 | 56.1 | 66.7 | 77.9 | 90.2 | 104.3 | 119.5 | 135.9 | 0.1 | 2015-11-01 | 119.5 | 135.9 | 153.7 | 172.5 | 192.4 | 213.7 | 235.8 | 258.8 | 282.7 | 307.7 | 333.5 | 360.2 | 387 | 0.1 | 2015-11-01 | 333.5 | 360.2 | 387 | 414.3 | 442.1 | 469.9 | 498.3 | 527 | 555.6 | 584.7 | 613.7 | 642.9 | 672.5 | 0.1
2015-12-01 | 29.4 | 35.3 | 43.1 | 52.1 | 62.6 | 74.1 | 86.7 | 100.6 | 116.6 | 134.1 | 153.4 | 174 | 196 | 0.03 | 2015-12-01 | 174 | 196 | 219.5 | 244.8 | 271.2 | 298.2 | 326.1 | 354.2 | 383 | 412.4 | 442.2 | 472.6 | 503.2 | 0.03 | 2015-12-01 | 442.2 | 472.6 | 503.2 | 533.9 | 564.5 | 595.2 | 625.9 | 656.7 | 687.5 | 718.3 | 749.3 | 780.3 | 811.3 | 0.03
2016-01-01 | 213.2 | 236.6 | 261.6 | 288.6 | 316.1 | 344 | 373.3 | 402.5 | 432.1 | 462 | 491.9 | 522 | 552.3 | 0.2 | 2016-01-01 | 522 | 552.3 | 582.7 | 613.1 | 643.6 | 674.2 | 705 | 735.8 | 766.8 | 797.7 | 828.7 | 859.7 | 890.7 | 0.2 | 2016-01-01 | 828.7 | 859.7 | 890.7 | 921.7 | 952.7 | 983.7 | 1014.7 | 1045.7 | 1076.7 | 1107.7 | 1138.7 | 1169.7 | 1200.7 | 0.2
2016-02-01 | 208.9 | 226.8 | 245.8 | 265.1 | 285.4 | 306.1 | 327.6 | 349.2 | 371.5 | 394.2 | 418 | 442.1 | 466.6 | 0.1 | 2016-02-01 | 442.1 | 466.6 | 492 | 517.5 | 543.6 | 570.1 | 596.9 | 624.6 | 652.7 | 681.1 | 709.5 | 738.2 | 766.9 | 0.1 | 2016-02-01 | 709.5 | 738.2 | 766.9 | 795.8 | 824.6 | 853.6 | 882.6 | 911.6 | 940.6 | 969.6 | 998.6 | 1027.6 | 1056.6 | 0.1
2016-03-01 | 56.2 | 66.9 | 78.7 | 92.4 | 107.8 | 124.7 | 143.9 | 165.1 | 187.1 | 210.3 | 234.6 | 259.7 | 285.2 | 0.1 | 2016-03-01 | 259.7 | 285.2 | 311.3 | 337.9 | 365.2 | 392.7 | 420.5 | 448.3 | 476.3 | 504.5 | 533 | 561.4 | 590.3 | 0.1 | 2016-03-01 | 533 | 561.4 | 590.3 | 619.6 | 649.2 | 679.2 | 709.3 | 739.6 | 770 | 800.5 | 831.1 | 861.6 | 892.5 | 0.1
2016-04-01 | 30.4 | 35.2 | 41 | 47.4 | 54.6 | 63 | 72.9 | 83.6 | 96 | 110.3 | 126.3 | 144.4 | 164 | 0.2 | 2016-04-01 | 144.4 | 164 | 184.9 | 206.8 | 229.7 | 253.6 | 278.6 | 304.1 | 330.3 | 356.8 | 383.4 | 410.4 | 437.4 | 0.2 | 2016-04-01 | 383.4 | 410.4 | 437.4 | 465 | 493.1 | 521.5 | 550.5 | 579.8 | 609 | 638.5 | 668.1 | 697.7 | 727.5 | 0.2
2016-05-01 | 0 | 0 | 0 | 0 | 0 | 0.1 | 0.4 | 1.6 | 3.5 | 7.6 | 13.5 | 20.2 | 27.8 | 0.1 | 2016-05-01 | 20.2 | 27.8 | 36 | 44.7 | 54.4 | 65.9 | 78.9 | 93.8 | 109.6 | 126.2 | 143.8 | 162.9 | 183.1 | 0.1 | 2016-05-01 | 143.8 | 162.9 | 183.1 | 204.1 | 226.1 | 249.4 | 273.4 | 297.8 | 322.8 | 348.4 | 375.1 | 401.9 | 429.7 | 0.1
2016-06-01 | 0 | 0 | 0 | 0 | 0 | 0 | 0 | 0 | 0 | 0 | 0 | 0 | 0 | 0.2 | 2016-06-01 | 0 | 0 | 0 | 0 | 0 | 0 | 0.3 | 0.7 | 1.9 | 4 | 6.8 | 10.6 | 15.1 | 0.2 | 2016-06-01 | 6.8 | 10.6 | 15.1 | 20.7 | 27.5 | 36.3 | 46.5 | 58.3 | 72.3 | 88.1 | 104.8 | 123.5 | 143.5 | 0.2
2016-07-01 | 0 | 0 | 0 | 0 | 0 | 0 | 0 | 0 | 0 | 0 | 0 | 0 | 0 | 0.2 | 2016-07-01 | 0 | 0 | 0 | 0 | 0 | 0 | 0 | 0 | 0 | 0 | 0 | 0 | 0.7 | 0.2 | 2016-07-01 | 0 | 0 | 0.7 | 2.1 | 4.5 | 7.6 | 11.3 | 15.4 | 20.4 | 26.2 | 32.8 | 40.8 | 50.1 | 0.2
2016-08-01 | 0 | 0 | 0 | 0 | 0 | 0 | 0 | 0 | 0 | 0 | 0 | 0 | 0 | 0.2 | 2016-08-01 | 0 | 0 | 0 | 0 | 0 | 0 | 0 | 0 | 0 | 0 | 0 | 0 | 0 | 0.2 | 2016-08-01 | 0 | 0 | 0 | 0.1 | 0.2 | 0.6 | 1.2 | 2.5 | 4 | 6.1 | 9.3 | 14.2 | 21.6 | 0.2
2016-09-01 | 0 | 0 | 0 | 0 | 0 | 0 | 0 | 0 | 0 | 0 | 0 | 0 | 0.3 | 0.2 | 2016-09-01 | 0 | 0.3 | 0.5 | 1 | 1.5 | 2.2 | 2.8 | 3.8 | 5.5 | 9.1 | 13.9 | 19.6 | 25.8 | 0.2 | 2016-09-01 | 13.9 | 19.6 | 25.8 | 33.7 | 42.6 | 52.9 | 64.2 | 77.1 | 91.4 | 106.8 | 123.4 | 142.1 | 162 | 0.2
2016-10-01 | 1.1 | 1.8 | 2.7 | 3.8 | 5 | 6.7 | 8.9 | 11.9 | 16.2 | 21.5 | 28.2 | 35.7 | 44.1 | 0.2 | 2016-10-01 | 35.7 | 44.1 | 53.5 | 63.8 | 75.4 | 88 | 101.6 | 117.3 | 134.4 | 153 | 173.8 | 195.7 | 219 | 0.2 | 2016-10-01 | 173.8 | 195.7 | 219 | 243 | 268 | 294 | 321.2 | 349.3 | 377.9 | 407.2 | 436.7 | 466.8 | 497 | 0.2
2016-11-01 | 15 | 20.3 | 26.5 | 34.3 | 42.9 | 52.9 | 63.9 | 77 | 91 | 106.8 | 124.7 | 144 | 164.5 | 0.07 | 2016-11-01 | 144 | 164.5 | 186.4 | 209.3 | 233.5 | 258.6 | 284.9 | 311.7 | 339.4 | 367.6 | 396.2 | 425 | 454 | 0.07 | 2016-11-01 | 396.2 | 425 | 454 | 483.5 | 512.9 | 542.8 | 572.5 | 602.4 | 632.5 | 662.4 | 692.5 | 722.4 | 752.5 | 0.07
2016-12-01 | 142.2 | 162.4 | 184.3 | 208.5 | 234.3 | 260.8 | 288.5 | 316.7 | 345.4 | 374 | 403 | 432.1 | 461.5 | 0.1 | 2016-12-01 | 432.1 | 461.5 | 491.3 | 521.1 | 551.1 | 581 | 611.1 | 641.4 | 672 | 703 | 734 | 765 | 796 | 0.1 | 2016-12-01 | 734 | 765 | 796 | 827 | 858 | 889 | 920 | 951 | 982 | 1013 | 1044 | 1075 | 1106 | 0.1
2017-01-01 | 151.9 | 170.5 | 191.7 | 214.3 | 239.1 | 265 | 292.2 | 319.8 | 348.1 | 376.7 | 405.5 | 434.6 | 463.8 | 0.03 | 2017-01-01 | 434.6 | 463.8 | 493.3 | 523 | 552.9 | 582.9 | 613.4 | 643.8 | 674.4 | 705 | 735.8 | 766.7 | 797.7 | 0.03 | 2017-01-01 | 735.8 | 766.7 | 797.7 | 828.7 | 859.7 | 890.7 | 921.7 | 952.7 | 983.7 | 1014.7 | 1045.7 | 1076.7 | 1107.7 | 0.03
2017-02-01 | 146.9 | 164.5 | 183.5 | 203.4 | 224 | 245.3 | 267.4 | 289.7 | 312.3 | 335.2 | 358.7 | 383 | 407.5 | 0.1 | 2017-02-01 | 383 | 407.5 | 432.2 | 457.4 | 482.9 | 508.6 | 534.8 | 561.2 | 587.8 | 614.6 | 641.5 | 668.6 | 695.7 | 0.1 | 2017-02-01 | 641.5 | 668.6 | 695.7 | 722.9 | 750.2 | 777.5 | 805.1 | 832.6 | 860.4 | 888.1 | 916 | 943.9 | 971.8 | 0.1
2017-03-01 | 198.1 | 219.1 | 241.4 | 265 | 289.2 | 314.2 | 339.9 | 366.3 | 392.9 | 420 | 447.7 | 476.2 | 505 | 0.03 | 2017-03-01 | 476.2 | 505 | 534.2 | 563.3 | 593 | 622.9 | 652.9 | 682.9 | 713.1 | 743.6 | 774 | 804.8 | 835.5 | 0.03 | 2017-03-01 | 774 | 804.8 | 835.5 | 866.5 | 897.5 | 928.4 | 959.4 | 990.3 | 1021.3 | 1052.3 | 1083.2 | 1114.2 | 1145.1 | 0.03
2017-04-01 | 4.6 | 6.4 | 9.7 | 14 | 18.8 | 24.4 | 31.5 | 39.8 | 49.8 | 61.1 | 74.4 | 88.9 | 104.7 | 0.1 | 2017-04-01 | 88.9 | 104.7 | 121.7 | 139.9 | 159.2 | 180.2 | 201.8 | 224 | 246.7 | 270.5 | 294.5 | 318.8 | 343.6 | 0.1 | 2017-04-01 | 294.5 | 318.8 | 343.6 | 368.8 | 394.2 | 419.9 | 445.9 | 472 | 498.7 | 525.5 | 552.7 | 580.3 | 607.9 | 0.1
2017-05-01 | 0 | 0 | 0 | 0 | 0 | 0 | 0.2 | 0.4 | 1.1 | 2.6 | 6.1 | 11.4 | 19.4 | 0.03 | 2017-05-01 | 11.4 | 19.4 | 29.6 | 41.4 | 54.8 | 70.4 | 87.7 | 106.7 | 127.2 | 148.7 | 171.8 | 195.6 | 220.5 | 0.03 | 2017-05-01 | 171.8 | 195.6 | 220.5 | 246.1 | 272.4 | 299.5 | 326.7 | 354.3 | 382.1 | 409.8 | 437.8 | 465.7 | 493.7 | 0.03
2017-06-01 | 0 | 0 | 0 | 0 | 0 | 0 | 0 | 0 | 0 | 0 | 0 | 0.3 | 0.8 | 0.2 | 2017-06-01 | 0.3 | 0.8 | 1.9 | 3 | 4.5 | 6.3 | 8.5 | 11.3 | 14.6 | 18.8 | 23.6 | 29.3 | 35.9 | 0.2 | 2017-06-01 | 23.6 | 29.3 | 35.9 | 43 | 51 | 59.8 | 69.3 | 79.8 | 91.3 | 104.2 | 117.8 | 133 | 149.6 | 0.2
2017-07-01 | 0 | 0 | 0 | 0 | 0 | 0 | 0 | 0 | 0 | 0 | 0 | 0 | 0 | 0.2 | 2017-07-01 | 0 | 0 | 0 | 0 | 0 | 0 | 0 | 0 | 0 | 0.3 | 0.9 | 2.1 | 3.9 | 0.2 | 2017-07-01 | 0.9 | 2.1 | 3.9 | 6.5 | 10.1 | 14.9 | 20.5 | 27.6 | 35.5 | 44.8 | 55.3 | 67.1 | 80.7 | 0.2
2017-08-01 | 0 | 0 | 0 | 0 | 0 | 0 | 0 | 0 | 0 | 0 | 0 | 0 | 0 | 0.1 | 2017-08-01 | 0 | 0 | 0 | 0 | 0 | 0 | 0 | 0 | 0 | 0 | 0.1 | 0.5 | 1.1 | 0.1 | 2017-08-01 | 0.1 | 0.5 | 1.1 | 2.6 | 4.6 | 7.5 | 11.7 | 17.4 | 25.1 | 34.3 | 44.7 | 57.5 | 72 | 0.1
2017-09-01 | 0 | 0 | 0 | 0 | 0 | 0 | 0 | 0 | 0 | 0 | 0 | 0 | 0 | 0.1 | 2017-09-01 | 0 | 0 | 0 | 0.2 | 0.3 | 0.8 | 1.8 | 2.9 | 5 | 7.6 | 11.5 | 16.3 | 22 | 0.1 | 2017-09-01 | 11.5 | 16.3 | 22 | 28.9 | 37.9 | 47.9 | 59.9 | 74.5 | 90.7 | 109 | 128.2 | 149 | 170.5 | 0.1
2017-10-01 | 0 | 0 | 0 | 0 | 0.1 | 0.4 | 0.6 | 1 | 1.4 | 1.9 | 2.6 | 4.3 | 6.6 | 0.03 | 2017-10-01 | 4.3 | 6.6 | 9.5 | 13 | 16.9 | 22.2 | 28.1 | 35.5 | 44.3 | 54.8 | 66.1 | 79.4 | 94.8 | 0.03 | 2017-10-01 | 66.1 | 79.4 | 94.8 | 111.5 | 129.8 | 149.2 | 170 | 192.1 | 214.8 | 238.1 | 262.2 | 287.2 | 313.6 | 0.03
2017-11-01 | 33.8 | 42 | 52.5 | 64.2 | 77.7 | 92.5 | 108.3 | 125.5 | 144.2 | 164.1 | 184.7 | 206 | 228.5 | 0.1 | 2017-11-01 | 206 | 228.5 | 252.4 | 276.9 | 301.9 | 327.4 | 353.2 | 379.7 | 406.4 | 433.9 | 461.3 | 489.1 | 517.4 | 0.1 | 2017-11-01 | 461.3 | 489.1 | 517.4 | 545.9 | 574.7 | 603.8 | 633.1 | 662.5 | 692 | 721.5 | 751.1 | 780.8 | 810.6 | 0.1
2017-12-01 | 279.8 | 303.6 | 328.6 | 353.9 | 380 | 407.1 | 435 | 463.6 | 492.5 | 521.9 | 551.7 | 581.8 | 611.9 | 0.06 | 2017-12-01 | 581.8 | 611.9 | 642.3 | 672.8 | 703.2 | 733.8 | 764.3 | 795 | 825.7 | 856.5 | 887.5 | 918.5 | 949.5 | 0.06 | 2017-12-01 | 887.5 | 918.5 | 949.5 | 980.5 | 1011.5 | 1042.5 | 1073.5 | 1104.5 | 1135.5 | 1166.5 | 1197.5 | 1228.5 | 1259.5 | 0.06
2018-01-01 | 340.8 | 365.6 | 391.1 | 416.7 | 442.9 | 469.2 | 496.1 | 523.1 | 550.3 | 578.3 | 606.5 | 635.2 | 664.6 | 0.3 | 2018-01-01 | 635.2 | 664.6 | 694 | 723.7 | 753.6 | 783.5 | 813.5 | 843.5 | 873.6 | 903.9 | 934.7 | 965.6 | 996.6 | 0.3 | 2018-01-01 | 934.7 | 965.6 | 996.6 | 1027.6 | 1058.6 | 1089.6 | 1120.6 | 1151.6 | 1182.6 | 1213.6 | 1244.6 | 1275.6 | 1306.6 | 0.3
2018-02-01 | 108.1 | 122.4 | 138 | 155.5 | 174 | 193.5 | 213.9 | 234.6 | 256 | 278.6 | 301.7 | 325.7 | 350.4 | 0 | 2018-02-01 | 325.7 | 350.4 | 375.4 | 401.2 | 427 | 453.5 | 480.1 | 506.9 | 533.8 | 560.7 | 587.8 | 614.9 | 642.1 | 0 | 2018-02-01 | 587.8 | 614.9 | 642.1 | 669.3 | 696.6 | 724 | 751.3 | 778.8 | 806.4 | 834 | 861.7 | 889.6 | 917.5 | 0
2018-03-01 | 95.1 | 115.7 | 138.2 | 162.6 | 188.3 | 215.5 | 243.4 | 271.9 | 300.7 | 330 | 359.4 | 389 | 418.9 | 0.2 | 2018-03-01 | 389 | 418.9 | 448.8 | 479 | 509.2 | 539.6 | 570 | 600.5 | 631.1 | 661.6 | 692.5 | 723.3 | 754.2 | 0.2 | 2018-03-01 | 692.5 | 723.3 | 754.2 | 785 | 816 | 847 | 877.9 | 908.9 | 939.8 | 970.8 | 1001.8 | 1032.7 | 1063.7 | 0.2
2018-04-01 | 21.2 | 29.2 | 38.5 | 49.6 | 61.7 | 74.6 | 89.2 | 104.1 | 120.8 | 138.5 | 157.9 | 178.4 | 199.9 | 0.1 | 2018-04-01 | 178.4 | 199.9 | 223 | 246.3 | 270.8 | 296.3 | 322.7 | 349.8 | 377.4 | 405.3 | 433.7 | 462.4 | 491.2 | 0.1 | 2018-04-01 | 433.7 | 462.4 | 491.2 | 520.4 | 549.5 | 578.7 | 608.2 | 637.9 | 667.7 | 697.7 | 727.7 | 757.7 | 787.7 | 0.1
2018-05-01 | 0 | 0 | 0 | 0 | 0 | 0 | 0 | 0 | 0.3 | 0.7 | 1.6 | 3.1 | 5.5 | 0.1 | 2018-05-01 | 3.1 | 5.5 | 9.9 | 15.7 | 22.8 | 31.1 | 40.9 | 51.9 | 63.7 | 76.4 | 90.7 | 106 | 122.3 | 0.1 | 2018-05-01 | 90.7 | 106 | 122.3 | 140.3 | 159.3 | 179.7 | 200.9 | 222.9 | 245.7 | 269.2 | 293.4 | 318.2 | 343.5 | 0.1
2018-06-01 | 0 | 0 | 0 | 0 | 0 | 0 | 0 | 0 | 0 | 0 | 0 | 0 | 0 | 0.1 | 2018-06-01 | 0 | 0 | 0.4 | 1.2 | 2.5 | 4.2 | 6.4 | 9.4 | 13.1 | 17.5 | 22.7 | 28.5 | 35.5 | 0.1 | 2018-06-01 | 22.7 | 28.5 | 35.5 | 43.8 | 53.3 | 63.4 | 75 | 87.4 | 101 | 115.6 | 131.3 | 148.6 | 167 | 0.1
2018-07-01 | 0 | 0 | 0 | 0 | 0 | 0 | 0 | 0 | 0 | 0 | 0 | 0 | 0 | 0.2 | 2018-07-01 | 0 | 0 | 0 | 0 | 0 | 0 | 0 | 0 | 0 | 0 | 0 | 0 | 0 | 0.2 | 2018-07-01 | 0 | 0 | 0 | 0 | 0.2 | 0.5 | 1.1 | 2.4 | 4.2 | 7.2 | 11.2 | 16.6 | 23.9 | 0.2
2018-08-01 | 0 | 0 | 0 | 0 | 0 | 0 | 0 | 0 | 0 | 0 | 0 | 0 | 0 | 0.1 | 2018-08-01 | 0 | 0 | 0 | 0 | 0 | 0 | 0 | 0 | 0 | 0 | 0 | 0 | 0 | 0.1 | 2018-08-01 | 0 | 0 | 0 | 0 | 0 | 0.2 | 0.5 | 0.8 | 1.7 | 3.6 | 7.8 | 13.4 | 20.8 | 0.1
2018-09-01 | 0 | 0 | 0 | 0 | 0 | 0 | 0 | 0 | 0 | 0 | 0 | 0 | 0 | 0.07 | 2018-09-01 | 0 | 0 | 0 | 0 | 0 | 0.1 | 0.3 | 1 | 2.2 | 4 | 6.3 | 9.3 | 13.2 | 0.07 | 2018-09-01 | 6.3 | 9.3 | 13.2 | 18.1 | 24.5 | 32.6 | 42.4 | 53.7 | 66.5 | 81.5 | 98.1 | 116.6 | 137.1 | 0.07
2018-10-01 | 1.2 | 2.1 | 3.5 | 5.6 | 8.2 | 11.3 | 14.8 | 19.4 | 25.3 | 32.2 | 40.1 | 50 | 60.9 | 0.2 | 2018-10-01 | 50 | 60.9 | 72.4 | 85.6 | 99.9 | 114.6 | 130.4 | 147.5 | 165.2 | 184.1 | 205.5 | 228.1 | 251.5 | 0.2 | 2018-10-01 | 205.5 | 228.1 | 251.5 | 276.5 | 302.8 | 329.7 | 357.3 | 385.1 | 413.1 | 441.2 | 469.6 | 498.3 | 527.4 | 0.2
2018-11-01 | 57.9 | 66.4 | 76.8 | 88.8 | 102 | 116.1 | 131.5 | 148.2 | 166.8 | 186.7 | 207.8 | 229.9 | 253.3 | 0.1 | 2018-11-01 | 229.9 | 253.3 | 277.5 | 302.2 | 327.6 | 354 | 380.8 | 408.1 | 435.6 | 463.4 | 491.7 | 520.1 | 548.8 | 0.1 | 2018-11-01 | 491.7 | 520.1 | 548.8 | 577.5 | 606.4 | 635.6 | 664.6 | 694 | 723.4 | 753 | 782.8 | 812.8 | 842.9 | 0.1
2018-12-01 | 111.6 | 130.7 | 151.2 | 172.3 | 194.5 | 217.8 | 242 | 267.3 | 293.1 | 319.5 | 346.5 | 373.9 | 401.8 | 0.2 | 2018-12-01 | 373.9 | 401.8 | 430.3 | 459.1 | 488.3 | 517.7 | 547.6 | 577.8 | 608.3 | 638.9 | 669.6 | 700.3 | 731 | 0.2 | 2018-12-01 | 669.6 | 700.3 | 731 | 761.8 | 792.6 | 823.5 | 854.5 | 885.5 | 916.5 | 947.5 | 978.5 | 1009.5 | 1040.5 | 0.2
2019-01-01 | 256.3 | 280.4 | 305.2 | 331 | 357.9 | 385.3 | 413.7 | 442.3 | 471.5 | 501 | 530.6 | 560.4 | 590.2 | 0.2 | 2019-01-01 | 560.4 | 590.2 | 620.1 | 650.1 | 680.3 | 710.5 | 740.9 | 771.3 | 801.9 | 832.8 | 863.8 | 894.8 | 925.8 | 0.2 | 2019-01-01 | 863.8 | 894.8 | 925.8 | 956.8 | 987.8 | 1018.8 | 1049.8 | 1080.8 | 1111.8 | 1142.8 | 1173.8 | 1204.8 | 1235.8 | 0.2
2019-02-01 | 174.7 | 195.2 | 217.2 | 240 | 263.8 | 288 | 312.6 | 337.9 | 363.5 | 389.4 | 415.7 | 442.2 | 468.6 | 0.1 | 2019-02-01 | 442.2 | 468.6 | 495.3 | 522.5 | 549.5 | 576.9 | 604.2 | 631.6 | 659.1 | 686.6 | 714.2 | 741.7 | 769.4 | 0.1 | 2019-02-01 | 714.2 | 741.7 | 769.4 | 797 | 824.8 | 852.7 | 880.6 | 908.6 | 936.6 | 964.6 | 992.6 | 1020.6 | 1048.6 | 0.1
2019-03-01 | 96.9 | 112.7 | 130.3 | 149.3 | 169.4 | 191.5 | 213.5 | 236.9 | 261.2 | 286.5 | 312 | 338.3 | 364.9 | 0.2 | 2019-03-01 | 338.3 | 364.9 | 392.3 | 420.1 | 448.2 | 476.9 | 505.6 | 534.8 | 564.3 | 594.2 | 624.5 | 654.7 | 685.2 | 0.2 | 2019-03-01 | 624.5 | 654.7 | 685.2 | 715.5 | 746.3 | 776.8 | 807.7 | 838.5 | 869.4 | 900.4 | 931.3 | 962.3 | 993.3 | 0.2
2019-04-01 | 3 | 5.5 | 8.2 | 12 | 16.7 | 22.5 | 28.9 | 36.2 | 44.7 | 54.7 | 66.3 | 79.5 | 94.1 | 0.1 | 2019-04-01 | 79.5 | 94.1 | 110.7 | 128.4 | 147.2 | 167.4 | 189.2 | 211.7 | 234.4 | 258 | 282 | 306.9 | 332.1 | 0.1 | 2019-04-01 | 282 | 306.9 | 332.1 | 357.9 | 383.9 | 410.7 | 438.1 | 465.6 | 494.2 | 523.1 | 552.2 | 581.5 | 610.8 | 0.1
2019-05-01 | 0 | 0 | 0 | 0 | 0 | 0 | 0.1 | 0.7 | 2.5 | 5.3 | 9.1 | 13.6 | 19.1 | 0.03 | 2019-05-01 | 13.6 | 19.1 | 26.2 | 34.9 | 45.1 | 56.6 | 70.3 | 85 | 100.9 | 118.5 | 136.9 | 156.5 | 177.7 | 0.03 | 2019-05-01 | 136.9 | 156.5 | 177.7 | 199.7 | 222.9 | 247.2 | 272.2 | 297.9 | 324.3 | 351.7 | 379 | 407.7 | 436.6 | 0.03
2019-06-01 | 0 | 0 | 0 | 0 | 0 | 0 | 0 | 0 | 0 | 0 | 0 | 0 | 0 | 0.03 | 2019-06-01 | 0 | 0 | 0 | 0 | 0 | 0.1 | 0.8 | 1.9 | 3.7 | 6 | 8.5 | 11.9 | 15.9 | 0.03 | 2019-06-01 | 8.5 | 11.9 | 15.9 | 20.8 | 26.8 | 33.8 | 42.6 | 52.8 | 65.4 | 79.7 | 96 | 114.6 | 134.9 | 0.03
2019-07-01 | 0 | 0 | 0 | 0 | 0 | 0 | 0 | 0 | 0 | 0 | 0 | 0 | 0 | 0 | 2019-07-01 | 0 | 0 | 0 | 0 | 0 | 0 | 0 | 0 | 0 | 0 | 0 | 0 | 0 | 0 | 2019-07-01 | 0 | 0 | 0 | 0 | 0 | 0 | 0.2 | 0.5 | 1.4 | 3.1 | 5.4 | 8.7 | 13 | 0
2019-08-01 | 0 | 0 | 0 | 0 | 0 | 0 | 0 | 0 | 0 | 0 | 0 | 0 | 0 | 0.06 | 2019-08-01 | 0 | 0 | 0 | 0 | 0 | 0 | 0 | 0 | 0 | 0.1 | 0.3 | 0.6 | 1 | 0.06 | 2019-08-01 | 0.3 | 0.6 | 1 | 1.7 | 2.4 | 4.3 | 6.5 | 9.4 | 13.4 | 18.2 | 24.3 | 31.6 | 41.1 | 0.06
2019-09-01 | 0 | 0 | 0 | 0 | 0 | 0 | 0 | 0 | 0 | 0 | 0 | 0 | 0 | 0.07 | 2019-09-01 | 0 | 0 | 0 | 0.1 | 0.3 | 0.6 | 1.3 | 2.6 | 4.2 | 6.3 | 9 | 12.3 | 17.2 | 0.07 | 2019-09-01 | 9 | 12.3 | 17.2 | 23.4 | 30.6 | 40.2 | 50.9 | 63 | 76.9 | 92 | 108.9 | 127.8 | 148.2 | 0.07
2019-10-01 | 0 | 0 | 0 | 0 | 0 | 0 | 0.1 | 0.3 | 0.7 | 1.4 | 2.5 | 3.9 | 5.9 | 0.1 | 2019-10-01 | 3.9 | 5.9 | 8 | 11.4 | 16.4 | 23.3 | 33.4 | 46.1 | 61 | 79.2 | 99.1 | 120.7 | 144.7 | 0.1 | 2019-10-01 | 99.1 | 120.7 | 144.7 | 169.3 | 195.2 | 221.9 | 249.2 | 276.5 | 304.5 | 332.6 | 360.8 | 389.6 | 418.9 | 0.1
2019-11-01 | 47.2 | 55.9 | 65.6 | 77.1 | 90.5 | 105.3 | 122.2 | 140.2 | 159.5 | 179.5 | 201.1 | 223.6 | 247 | 0.1 | 2019-11-01 | 223.6 | 247 | 271.5 | 297.3 | 323.6 | 350.9 | 378.5 | 406.9 | 435.7 | 464.8 | 494.1 | 523.8 | 553.4 | 0.1 | 2019-11-01 | 494.1 | 523.8 | 553.4 | 583.1 | 612.9 | 642.7 | 672.6 | 702.3 | 732.2 | 762 | 791.8 | 821.7 | 851.5 | 0.1
2019-12-01 | 116.7 | 135.9 | 156.9 | 179.1 | 201.7 | 225.3 | 249.5 | 274.8 | 300.7 | 327.2 | 353.8 | 381.2 | 408.6 | 0.1 | 2019-12-01 | 381.2 | 408.6 | 436.8 | 465.2 | 494.2 | 523.1 | 552.4 | 581.6 | 611.4 | 641.4 | 671.7 | 702.3 | 733.1 | 0.1 | 2019-12-01 | 671.7 | 702.3 | 733.1 | 764 | 794.9 | 825.9 | 856.9 | 887.9 | 918.9 | 949.9 | 980.9 | 1011.9 | 1042.9 | 0.1
2020-01-01 | 119.6 | 134.7 | 151.6 | 169.8 | 190.2 | 212 | 234.9 | 258.7 | 284 | 310.4 | 337 | 364.7 | 392.8 | 0.1 | 2020-01-01 | 364.7 | 392.8 | 421.8 | 451.1 | 480.6 | 510 | 539.6 | 569.1 | 598.8 | 628.5 | 658.2 | 687.9 | 717.6 | 0.1 | 2020-01-01 | 658.2 | 687.9 | 717.6 | 747.3 | 777.1 | 807 | 837.2 | 867.5 | 898 | 928.7 | 959.5 | 990.3 | 1021.2 | 0.1
2020-02-01 | 91.7 | 105.7 | 120.9 | 138.1 | 157.6 | 178.5 | 200.4 | 224.1 | 249.1 | 275.3 | 302.5 | 330.2 | 358.1 | 0.07 | 2020-02-01 | 330.2 | 358.1 | 386.1 | 414.3 | 442.8 | 471.1 | 499.5 | 528.1 | 556.7 | 585.5 | 614.2 | 643 | 671.9 | 0.07 | 2020-02-01 | 614.2 | 643 | 671.9 | 700.7 | 729.6 | 758.6 | 787.6 | 816.6 | 845.6 | 874.6 | 903.6 | 932.6 | 961.6 | 0.07
2020-03-01 | 50.1 | 59.9 | 71.6 | 85.6 | 102.3 | 121 | 141.3 | 163 | 185.6 | 208.8 | 233.7 | 259.5 | 285.9 | 0.03 | 2020-03-01 | 259.5 | 285.9 | 312.8 | 340.4 | 367.9 | 396.3 | 424.7 | 453.3 | 482.5 | 511.8 | 541.3 | 571 | 600.8 | 0.03 | 2020-03-01 | 541.3 | 571 | 600.8 | 630.9 | 660.9 | 691.2 | 721.5 | 751.9 | 782.6 | 813.3 | 844.1 | 874.8 | 905.6 | 0.03
2020-04-01 | 7.2 | 10.8 | 16.5 | 24.5 | 34.5 | 47 | 61.9 | 78.4 | 96.9 | 117.5 | 139.9 | 163.6 | 187.9 | 0.2 | 2020-04-01 | 163.6 | 187.9 | 213.6 | 240 | 266.9 | 294.4 | 322.5 | 350.8 | 379.1 | 407.9 | 437 | 466.6 | 496.5 | 0.2 | 2020-04-01 | 437 | 466.6 | 496.5 | 526.4 | 556.4 | 586.4 | 616.4 | 646.4 | 676.4 | 706.4 | 736.4 | 766.4 | 796.4 | 0.2
2020-05-01 | 1.1 | 1.8 | 2.7 | 3.7 | 5 | 6.7 | 9.2 | 11.9 | 15.1 | 19.3 | 24.5 | 31.4 | 39.8 | 0.06 | 2020-05-01 | 31.4 | 39.8 | 49.7 | 60.5 | 72.9 | 86.8 | 101.8 | 118.4 | 136 | 154.2 | 173.4 | 192.9 | 213.3 | 0.06 | 2020-05-01 | 173.4 | 192.9 | 213.3 | 235 | 257.2 | 280.3 | 304.2 | 328.4 | 353.6 | 379.5 | 406.4 | 433.8 | 461.5 | 0.06
2020-06-01 | 0 | 0 | 0 | 0 | 0 | 0 | 0 | 0 | 0 | 0 | 0 | 0 | 0.3 | 0.2 | 2020-06-01 | 0 | 0.3 | 0.8 | 1.2 | 1.8 | 2.5 | 3.3 | 4.3 | 5.9 | 8.4 | 11.7 | 15.9 | 21.1 | 0.2 | 2020-06-01 | 11.7 | 15.9 | 21.1 | 27.9 | 35.1 | 44.2 | 54.6 | 66.2 | 79.9 | 94.6 | 111.4 | 129.7 | 148.8 | 0.2
2020-07-01 | 0 | 0 | 0 | 0 | 0 | 0 | 0 | 0 | 0 | 0 | 0 | 0 | 0 | 0.06 | 2020-07-01 | 0 | 0 | 0 | 0 | 0 | 0 | 0 | 0 | 0 | 0 | 0 | 0 | 0.3 | 0.06 | 2020-07-01 | 0 | 0 | 0.3 | 0.8 | 2 | 4.3 | 7.4 | 11.5 | 16.5 | 23.1 | 30.4 | 39.3 | 49.5 | 0.06
2020-08-01 | 0 | 0 | 0 | 0 | 0 | 0 | 0 | 0 | 0 | 0 | 0 | 0 | 0 | 0.2 | 2020-08-01 | 0 | 0 | 0 | 0 | 0 | 0 | 0 | 0 | 0 | 0 | 0 | 0.2 | 0.3 | 0.2 | 2020-08-01 | 0 | 0.2 | 0.3 | 0.7 | 2 | 4.1 | 7.1 | 10.7 | 16.2 | 23.6 | 32.2 | 42.7 | 54.5 | 0.2
2020-09-01 | 0 | 0 | 0 | 0 | 0 | 0 | 0 | 0.1 | 0.1 | 0.7 | 1.5 | 2.5 | 3.7 | 0.07 | 2020-09-01 | 2.5 | 3.7 | 5.4 | 7.3 | 9.7 | 12.5 | 15.6 | 19.2 | 23.6 | 28.6 | 34.2 | 41.4 | 49.2 | 0.07 | 2020-09-01 | 34.2 | 41.4 | 49.2 | 58.3 | 68.4 | 80.2 | 93.3 | 107.9 | 124.4 | 142.3 | 161.4 | 181.7 | 203.4 | 0.07
2020-10-01 | 9.1 | 10.7 | 12.4 | 14.1 | 16.1 | 18.2 | 20.8 | 24 | 27.8 | 32.5 | 38.1 | 44.5 | 52 | 0.06 | 2020-10-01 | 44.5 | 52 | 60.5 | 70.2 | 82.5 | 95.8 | 110.7 | 127.5 | 146.2 | 167.4 | 190.3 | 213.9 | 238.9 | 0.06 | 2020-10-01 | 190.3 | 213.9 | 238.9 | 264.7 | 291.3 | 318.2 | 346.2 | 374.3 | 403.1 | 432.7 | 462 | 492 | 522.4 | 0.06
2020-11-01 | 25.2 | 30.3 | 35.9 | 43.1 | 51.5 | 60.8 | 71.5 | 83 | 95.2 | 108.8 | 123.8 | 140.1 | 157.9 | 0.1 | 2020-11-01 | 140.1 | 157.9 | 177 | 197.5 | 219 | 240.9 | 263.5 | 286.7 | 310.4 | 334.9 | 360.3 | 385.9 | 412.2 | 0.1 | 2020-11-01 | 360.3 | 385.9 | 412.2 | 439.1 | 466.2 | 493.6 | 521.5 | 550 | 578.3 | 607.1 | 636 | 665.2 | 694.6 | 0.1
2020-12-01 | 145 | 165.5 | 186.6 | 208.1 | 230.9 | 255 | 279.7 | 305.4 | 331.8 | 359.1 | 386.8 | 414.7 | 443.4 | 0.06 | 2020-12-01 | 414.7 | 443.4 | 471.9 | 500.9 | 530.3 | 559.8 | 589.3 | 619.2 | 649.1 | 679.4 | 710 | 740.6 | 771.3 | 0.06 | 2020-12-01 | 710 | 740.6 | 771.3 | 802.1 | 833.1 | 864.1 | 895.1 | 926.1 | 957.1 | 988.1 | 1019.1 | 1050.1 | 1081.1 | 0.06
2021-01-01 | 231.3 | 258.1 | 286.1 | 315 | 344.9 | 375.1 | 405.6 | 436.3 | 467 | 497.8 | 528.7 | 559.6 | 590.5 | 0.1 | 2021-01-01 | 559.6 | 590.5 | 621.5 | 652.5 | 683.5 | 714.5 | 745.5 | 776.5 | 807.5 | 838.5 | 869.5 | 900.5 | 931.5 | 0.1 | 2021-01-01 | 869.5 | 900.5 | 931.5 | 962.5 | 993.5 | 1024.5 | 1055.5 | 1086.5 | 1117.5 | 1148.5 | 1179.5 | 1210.5 | 1241.5 | 0.1
2021-02-01 | 222.3 | 246.7 | 272.2 | 297.9 | 323.9 | 350.5 | 377.4 | 404.6 | 432 | 459.6 | 487.4 | 515.3 | 543.3 | 0.07 | 2021-02-01 | 515.3 | 543.3 | 571.3 | 599.3 | 627.3 | 655.3 | 683.3 | 711.3 | 739.3 | 767.3 | 795.3 | 823.3 | 851.3 | 0.07 | 2021-02-01 | 795.3 | 823.3 | 851.3 | 879.3 | 907.3 | 935.3 | 963.3 | 991.3 | 1019.3 | 1047.3 | 1075.3 | 1103.3 | 1131.3 | 0.07
2021-03-01 | 90.8 | 102.5 | 115.6 | 129.4 | 144.3 | 159.7 | 176.2 | 193.7 | 212 | 231.9 | 252.5 | 274 | 297 | 0.2 | 2021-03-01 | 274 | 297 | 320.7 | 345.3 | 370.3 | 396.3 | 422.7 | 449.8 | 477.4 | 505.3 | 534.1 | 563.1 | 592.5 | 0.2 | 2021-03-01 | 534.1 | 563.1 | 592.5 | 622.1 | 651.9 | 682.1 | 712.1 | 742.6 | 773 | 803.6 | 834.4 | 865.2 | 896.1 | 0.2
2021-04-01 | 7.2 | 9.3 | 12.2 | 15.4 | 19.3 | 23.3 | 28.2 | 33.8 | 40.5 | 48.6 | 58.3 | 70.6 | 84.6 | 0.07 | 2021-04-01 | 70.6 | 84.6 | 100.8 | 118.7 | 138 | 159.2 | 181.5 | 204.8 | 229.1 | 254.7 | 280.2 | 306.7 | 333.8 | 0.07 | 2021-04-01 | 280.2 | 306.7 | 333.8 | 361.3 | 389 | 416.9 | 445.1 | 473.5 | 501.9 | 530.6 | 559.4 | 588.5 | 617.8 | 0.07
2021-05-01 | 0 | 0 | 0 | 0 | 0 | 0 | 0 | 0.1 | 0.3 | 0.5 | 1.2 | 2.6 | 5.6 | 0.03 | 2021-05-01 | 2.6 | 5.6 | 10.2 | 16.6 | 24 | 32.7 | 42.2 | 52.6 | 63.7 | 76.4 | 90.1 | 104.4 | 119.6 | 0.03 | 2021-05-01 | 90.1 | 104.4 | 119.6 | 136.1 | 153.2 | 172 | 192 | 213.2 | 236 | 259.6 | 284 | 308.8 | 334.5 | 0.03
2021-06-01 | 0 | 0 | 0 | 0 | 0 | 0 | 0 | 0 | 0 | 0 | 0 | 0 | 0 | 0.07 | 2021-06-01 | 0 | 0 | 0 | 0 | 0 | 0 | 0 | 0.1 | 0.1 | 0.3 | 0.6 | 1.4 | 2.7 | 0.07 | 2021-06-01 | 0.6 | 1.4 | 2.7 | 4.8 | 7.9 | 12.2 | 17.9 | 24.5 | 32.7 | 42 | 52.1 | 63.2 | 75.4 | 0.07
2021-07-01 | 0 | 0 | 0 | 0 | 0 | 0 | 0 | 0 | 0 | 0 | 0 | 0 | 0 | 0.06 | 2021-07-01 | 0 | 0 | 0 | 0 | 0 | 0 | 0 | 0 | 0 | 0.2 | 0.9 | 2.2 | 4.4 | 0.06 | 2021-07-01 | 0.9 | 2.2 | 4.4 | 6.6 | 9.3 | 12.5 | 16.2 | 20.6 | 26.2 | 34.1 | 43.5 | 54.7 | 69 | 0.06
2021-08-01 | 0 | 0 | 0 | 0 | 0 | 0 | 0 | 0 | 0 | 0 | 0 | 0 | 0 | 0.1 | 2021-08-01 | 0 | 0 | 0 | 0 | 0 | 0 | 0 | 0 | 0 | 0 | 0 | 0 | 0 | 0.1 | 2021-08-01 | 0 | 0 | 0 | 0 | 0 | 0 | 0.1 | 0.5 | 1.9 | 4.1 | 7.5 | 11.7 | 17.8 | 0.1
2021-09-01 | 0 | 0 | 0 | 0 | 0 | 0 | 0 | 0 | 0 | 0 | 0 | 0 | 0 | 0.1 | 2021-09-01 | 0 | 0 | 0 | 0 | 0 | 0.1 | 0.3 | 0.7 | 1.3 | 2.2 | 3.2 | 4.7 | 6.7 | 0.1 | 2021-09-01 | 3.2 | 4.7 | 6.7 | 9.3 | 13 | 17.3 | 22.4 | 28.9 | 37.7 | 48.1 | 60.8 | 75.4 | 92.8 | 0.1
2021-10-01 | 0 | 0 | 0 | 0 | 0.1 | 0.3 | 0.6 | 1.1 | 1.7 | 2.8 | 4.7 | 7 | 10.1 | 0 | 2021-10-01 | 7 | 10.1 | 13.8 | 18.7 | 24.4 | 31 | 38.8 | 47.4 | 57.2 | 68.3 | 80.9 | 94.7 | 109.6 | 0 | 2021-10-01 | 80.9 | 94.7 | 109.6 | 126.9 | 146.4 | 168.1 | 191.5 | 216.2 | 242.4 | 269.6 | 297.2 | 325.7 | 354.6 | 0
2021-11-01 | 26.6 | 34.4 | 43.7 | 53.5 | 64.6 | 76.6 | 90.2 | 105.2 | 121.2 | 138.8 | 157.9 | 177.9 | 198.8 | 0.2 | 2021-11-01 | 177.9 | 198.8 | 221 | 244.2 | 268.7 | 294.2 | 320.3 | 347.2 | 374.8 | 402.7 | 431.3 | 460.3 | 489.4 | 0.2 | 2021-11-01 | 431.3 | 460.3 | 489.4 | 518.6 | 548.2 | 577.8 | 607.4 | 637.2 | 666.9 | 696.7 | 726.7 | 756.7 | 786.8 | 0.2
2021-12-01 | 75.7 | 90.1 | 106.8 | 124.9 | 145.2 | 167.6 | 191.5 | 216.2 | 242 | 268.5 | 295.4 | 322.7 | 350.1 | 0.03 | 2021-12-01 | 322.7 | 350.1 | 377.8 | 405.6 | 433.6 | 461.9 | 490.6 | 519.8 | 549.1 | 578.8 | 608.9 | 639.2 | 669.7 | 0.03 | 2021-12-01 | 608.9 | 639.2 | 669.7 | 700.5 | 731.4 | 762.3 | 793.3 | 824.3 | 855.3 | 886.3 | 917.3 | 948.3 | 979.3 | 0.03
2022-01-01 | 347.7 | 373.2 | 399.5 | 426.3 | 453.8 | 481.6 | 509.8 | 538.5 | 568.2 | 598.1 | 628.3 | 658.7 | 689.2 | 0.06 | 2022-01-01 | 658.7 | 689.2 | 720 | 751 | 782 | 813 | 844 | 875 | 906 | 937 | 968 | 999 | 1030 | 0.06 | 2022-01-01 | 968 | 999 | 1030 | 1061 | 1092 | 1123 | 1154 | 1185 | 1216 | 1247 | 1278 | 1309 | 1340 | 0.06
2022-02-01 | 210.9 | 230.2 | 251 | 272.4 | 294.8 | 317.6 | 340.9 | 364.4 | 388.2 | 412.5 | 437.3 | 462.1 | 487.3 | 0.1 | 2022-02-01 | 462.1 | 487.3 | 512.7 | 538.4 | 564.1 | 590 | 616 | 642.5 | 669.2 | 696.3 | 723.5 | 751 | 778.6 | 0.1 | 2022-02-01 | 723.5 | 751 | 778.6 | 806.4 | 834.2 | 862 | 889.8 | 917.7 | 945.6 | 973.6 | 1001.6 | 1029.6 | 1057.6 | 0.1
2022-03-01 | 76.1 | 87.4 | 99.7 | 113.8 | 129.7 | 147.1 | 165.8 | 185.7 | 206.6 | 228.7 | 252.4 | 276.8 | 302 | 0.06 | 2022-03-01 | 276.8 | 302 | 328.1 | 354.5 | 380.9 | 408.2 | 436 | 464.6 | 493.2 | 522.2 | 551.5 | 580.9 | 610.7 | 0.06 | 2022-03-01 | 551.5 | 580.9 | 610.7 | 640.9 | 671.3 | 701.7 | 732.5 | 763.4 | 794.4 | 825.4 | 856.3 | 887.3 | 918.2 | 0.06
2022-04-01 | 0.1 | 0.3 | 0.8 | 2 | 4.1 | 7.3 | 12 | 17.9 | 26.3 | 36.7 | 49.8 | 64.6 | 80.9 | 0.2 | 2022-04-01 | 64.6 | 80.9 | 99.1 | 118.7 | 139.9 | 162.9 | 186.3 | 211.2 | 237 | 263.5 | 290.2 | 317.4 | 345.2 | 0.2 | 2022-04-01 | 290.2 | 317.4 | 345.2 | 373.1 | 401.7 | 430.8 | 459.7 | 489.1 | 518.7 | 548.4 | 578 | 607.9 | 637.8 | 0.2
2022-05-01 | 0 | 0 | 0 | 0 | 0 | 0.2 | 0.5 | 0.9 | 1.4 | 3.2 | 5.7 | 9.3 | 13.9 | 0.03 | 2022-05-01 | 9.3 | 13.9 | 19.6 | 26.2 | 34.2 | 43.6 | 54.1 | 66.2 | 79.9 | 94.8 | 110.3 | 126.9 | 145 | 0.03 | 2022-05-01 | 110.3 | 126.9 | 145 | 164.1 | 184.1 | 205.4 | 227.8 | 250.6 | 274.5 | 299.3 | 324.7 | 351.2 | 378 | 0.03
2022-06-01 | 0 | 0 | 0 | 0 | 0 | 0 | 0 | 0 | 0 | 0 | 0 | 0 | 0 | 0.07 | 2022-06-01 | 0 | 0 | 0 | 0 | 0.3 | 0.8 | 1.7 | 3.1 | 5.9 | 9.8 | 14 | 19.8 | 26.7 | 0.07 | 2022-06-01 | 14 | 19.8 | 26.7 | 34.4 | 43 | 53 | 64 | 76.1 | 89.8 | 105.1 | 121.9 | 140.3 | 159.6 | 0.07
2022-07-01 | 0 | 0 | 0 | 0 | 0 | 0 | 0 | 0 | 0 | 0 | 0 | 0 | 0 | 0 | 2022-07-01 | 0 | 0 | 0 | 0 | 0 | 0 | 0 | 0 | 0 | 0 | 0 | 0 | 0 | 0 | 2022-07-01 | 0 | 0 | 0 | 0 | 0.1 | 0.3 | 0.8 | 1.7 | 2.9 | 5.5 | 9.1 | 13.8 | 19.2 | 0
2022-08-01 | 0 | 0 | 0 | 0 | 0 | 0 | 0 | 0 | 0 | 0 | 0 | 0 | 0 | 0.03 | 2022-08-01 | 0 | 0 | 0 | 0 | 0 | 0 | 0 | 0 | 0 | 0 | 0 | 0 | 0 | 0.03 | 2022-08-01 | 0 | 0 | 0 | 0 | 0 | 0 | 0.3 | 1 | 2.9 | 6 | 10.3 | 17.2 | 26.2 | 0.03
2022-09-01 | 0 | 0 | 0 | 0 | 0 | 0 | 0 | 0 | 0 | 0 | 0 | 0 | 0.5 | 0.07 | 2022-09-01 | 0 | 0.5 | 1 | 2 | 3.3 | 4.8 | 6.7 | 9.1 | 12.1 | 16.1 | 20.7 | 26.4 | 33.8 | 0.07 | 2022-09-01 | 20.7 | 26.4 | 33.8 | 43.3 | 54 | 66.5 | 81.1 | 97.1 | 114.6 | 133.6 | 154.5 | 176.1 | 199.8 | 0.07
2022-10-01 | 0 | 0 | 0 | 0 | 0.1 | 0.6 | 1.3 | 2.4 | 4 | 6.3 | 8.9 | 12.4 | 16.6 | 0.2 | 2022-10-01 | 12.4 | 16.6 | 21.7 | 27.7 | 34.8 | 44.5 | 56.1 | 69.7 | 85.1 | 103.1 | 123.2 | 145.1 | 169.2 | 0.2 | 2022-10-01 | 123.2 | 145.1 | 169.2 | 194.1 | 220.2 | 247.3 | 274.8 | 303.4 | 332.6 | 362.4 | 392.5 | 422.8 | 453.1 | 0.2
2022-11-01 | 18.5 | 23.9 | 30.7 | 38.3 | 47.2 | 57.4 | 68.9 | 81.6 | 95.2 | 109.6 | 124.7 | 141.2 | 157.9 | 0.2 | 2022-11-01 | 141.2 | 157.9 | 175.3 | 193.9 | 213.1 | 233.2 | 254 | 275.1 | 297 | 319.2 | 342.2 | 365.8 | 390.2 | 0.2 | 2022-11-01 | 342.2 | 365.8 | 390.2 | 414.8 | 439.7 | 465.1 | 490.9 | 516.8 | 543.3 | 570.8 | 598.7 | 627.1 | 655.9 | 0.2
2022-12-01 | 127.9 | 144.5 | 162 | 181.3 | 201.5 | 223.7 | 247.3 | 271.7 | 296.7 | 322.2 | 348 | 374.3 | 401.2 | 0.2 | 2022-12-01 | 374.3 | 401.2 | 429 | 457.1 | 486.1 | 515.3 | 544.8 | 574.5 | 604.5 | 635 | 665.7 | 696.6 | 727.5 | 0.2 | 2022-12-01 | 665.7 | 696.6 | 727.5 | 758.4 | 789.4 | 820.4 | 851.4 | 882.4 | 913.4 | 944.4 | 975.4 | 1006.4 | 1037.4 | 0.2
2023-01-01 | 87.2 | 105.9 | 125.6 | 147 | 169.6 | 193.2 | 218.6 | 244.8 | 271.6 | 298.8 | 326.9 | 355.2 | 384.2 | 0.03 | 2023-01-01 | 355.2 | 384.2 | 413.6 | 443.1 | 472.6 | 502.6 | 533.1 | 563.9 | 594.8 | 625.8 | 656.8 | 687.8 | 718.8 | 0.03 | 2023-01-01 | 656.8 | 687.8 | 718.8 | 749.8 | 780.8 | 811.8 | 842.8 | 873.8 | 904.8 | 935.8 | 966.8 | 997.8 | 1028.8 | 0.03
2023-02-01 | 165.2 | 181.7 | 199.3 | 217.9 | 237.8 | 258.7 | 280.2 | 302.7 | 325.6 | 349.4 | 373.4 | 398 | 423 | 0 | 2023-02-01 | 398 | 423 | 448.6 | 474.4 | 500.6 | 527 | 553.6 | 580.2 | 607.1 | 634.3 | 661.7 | 689.3 | 717 | 0 | 2023-02-01 | 661.7 | 689.3 | 717 | 744.8 | 772.8 | 800.8 | 828.8 | 856.8 | 884.8 | 912.8 | 940.8 | 968.8 | 996.8 | 0
2023-03-01 | 36.7 | 49.4 | 63.8 | 81.2 | 101.1 | 122.4 | 144.8 | 168.1 | 192.5 | 218 | 244.6 | 272 | 299.8 | 0.06 | 2023-03-01 | 272 | 299.8 | 328.3 | 357 | 386.6 | 416.3 | 446.2 | 476.4 | 506.9 | 537.5 | 568.4 | 599.4 | 630.3 | 0.06 | 2023-03-01 | 568.4 | 599.4 | 630.3 | 661.3 | 692.2 | 723.2 | 754.2 | 785.1 | 816.1 | 847 | 878 | 908.9 | 939.9 | 0.06
2023-04-01 | 2.5 | 3.7 | 5.4 | 7.7 | 10.6 | 14.4 | 18.7 | 23.7 | 29.3 | 35.7 | 45.4 | 58.1 | 73.9 | 0.03 | 2023-04-01 | 58.1 | 73.9 | 92.9 | 114.5 | 137.6 | 161.9 | 186.7 | 212.4 | 238.6 | 265.5 | 292.3 | 319.4 | 346.3 | 0.03 | 2023-04-01 | 292.3 | 319.4 | 346.3 | 373.5 | 400.7 | 428.3 | 455.9 | 483.7 | 511.6 | 539.6 | 567.7 | 595.8 | 624.1 | 0.03

## KBED -- Bedford Data (hidden)
Description: | Fahrenheit-based heating degree days with base temperatures at and around 44 F | [13 empty] | Description: | Fahrenheit-based heating degree days with base temperatures at and around 55 F | [13 empty] | Description: | Fahrenheit-based heating degree days with base temperatures at and around 65 F
Source: | www.degreedays.net | [13 empty] | Source: | www.degreedays.net | [13 empty] | Source: | www.degreedays.net
Accuracy: | Estimates were made to account for missing data: the "% Estimated" column shows how much each figure was affected (0% is best, 100% is worst) | [13 empty] | Accuracy: | Estimates were made to account for missing data: the "% Estimated" column shows how much each figure was affected (0% is best, 100% is worst) | [13 empty] | Accuracy: | Estimates were made to account for missing data: the "% Estimated" column shows how much each figure was affected (0% is best, 100% is worst)
Station: | Bedford, MA, US (71.29W,42.47N) | [13 empty] | Station: | Bedford, MA, US (71.29W,42.47N) | [13 empty] | Station: | Bedford, MA, US (71.29W,42.47N)
Station ID: | KBED | [13 empty] | Station ID: | KBED | [13 empty] | Station ID: | KBED
| (Column titles show the base temperature in Fahrenheit) | [12 empty] | 13 |  | (Column titles show the base temperature in Fahrenheit) | [14 empty] | (Column titles show the base temperature in Fahrenheit)
Month starting | HDD 38 | HDD 39 | HDD 40 | HDD 41 | HDD 42 | HDD 43 | HDD 44 | HDD 45 | HDD 46 | HDD 47 | HDD 48 | HDD 49 | HDD 50 | % Estimated | Month starting | HDD 49 | HDD 50 | HDD 51 | HDD 52 | HDD 53 | HDD 54 | HDD 55 | HDD 56 | HDD 57 | HDD 58 | HDD 59 | HDD 60 | HDD 61 | % Estimated | Month starting | HDD 59 | HDD 60 | HDD 61 | HDD 62 | HDD 63 | HDD 64 | HDD 65 | HDD 66 | HDD 67 | HDD 68 | HDD 69 | HDD 70 | HDD 71 | % Estimated
2000-01-01 | 481.6 | 506.8 | 532.4 | 558.6 | 585.2 | 612.4 | 640.4 | 668.6 | 697.3 | 726 | 755 | 784 | 813.3 | 0.2 | 2000-01-01 | 784 | 813.3 | 842.7 | 872.3 | 902.2 | 932.2 | 962.4 | 992.9 | 1023.5 | 1054 | 1084.7 | 1115.3 | 1146 | 0.2 | 2000-01-01 | 1084.7 | 1115.3 | 1146 | 1176.9 | 1207.9 | 1238.9 | 1269.9 | 1300.9 | 1331.9 | 1362.9 | 1393.9 | 1424.9 | 1455.9 | 0.2
2000-02-01 | 243.3 | 266.3 | 290 | 314.4 | 339.3 | 364.7 | 390.3 | 417 | 443.7 | 471.1 | 498.4 | 526 | 553.8 | 0.3 | 2000-02-01 | 526 | 553.8 | 581.7 | 609.7 | 637.6 | 665.9 | 694.5 | 723.1 | 751.7 | 780.5 | 809.1 | 837.9 | 866.9 | 0.3 | 2000-02-01 | 809.1 | 837.9 | 866.9 | 895.9 | 924.9 | 953.9 | 982.9 | 1011.9 | 1040.9 | 1069.9 | 1098.9 | 1127.9 | 1156.9 | 0.3
2000-03-01 | 81 | 94.7 | 110.1 | 126.7 | 143.7 | 161.5 | 180 | 199.9 | 220.7 | 242 | 264.3 | 287.4 | 311.7 | 0.1 | 2000-03-01 | 287.4 | 311.7 | 336.8 | 362.5 | 389 | 415.9 | 443 | 470.9 | 499.1 | 527.4 | 556.4 | 585.4 | 614.8 | 0.1 | 2000-03-01 | 556.4 | 585.4 | 614.8 | 644.5 | 674.5 | 704.8 | 735.1 | 765.4 | 796.1 | 826.7 | 857.4 | 888 | 918.8 | 0.1
2000-04-01 | 17.4 | 22.6 | 28.3 | 35.9 | 44.5 | 56 | 68.6 | 82.9 | 99 | 116.7 | 135.5 | 155.4 | 176.5 | 0.07 | 2000-04-01 | 155.4 | 176.5 | 198.3 | 220.8 | 244.1 | 267.4 | 291.4 | 315.8 | 341 | 366.9 | 393.2 | 420 | 447.4 | 0.07 | 2000-04-01 | 393.2 | 420 | 447.4 | 475.6 | 504 | 532.5 | 561.3 | 590.1 | 619.1 | 648.2 | 677.4 | 707 | 736.6 | 0.07
2000-05-01 | 1.9 | 2.6 | 3.5 | 4.6 | 5.9 | 7.5 | 10.1 | 13 | 16.6 | 21.2 | 27.3 | 33.8 | 41.9 | 0.2 | 2000-05-01 | 33.8 | 41.9 | 52.3 | 63.8 | 76 | 89.9 | 104.6 | 120.3 | 136.9 | 154.9 | 173.5 | 193.5 | 214.9 | 0.2 | 2000-05-01 | 173.5 | 193.5 | 214.9 | 237.2 | 260.3 | 285.3 | 310.7 | 336.7 | 362.8 | 389.8 | 417.1 | 445.1 | 473.3 | 0.2
2000-06-01 | 0 | 0 | 0 | 0 | 0 | 0 | 0.1 | 0.2 | 0.7 | 1.6 | 2.6 | 3.8 | 5 | 0.5 | 2000-06-01 | 3.8 | 5 | 7 | 9.7 | 14 | 18.8 | 24.4 | 30.3 | 37.1 | 44.7 | 52.8 | 62.1 | 71.7 | 0.5 | 2000-06-01 | 52.8 | 62.1 | 71.7 | 82.7 | 94.2 | 107.2 | 122.3 | 138.1 | 154.7 | 172.7 | 191 | 210.1 | 230.3 | 0.5
2000-07-01 | 0 | 0 | 0 | 0 | 0 | 0 | 0 | 0 | 0 | 0 | 0 | 0 | 0 | 0.1 | 2000-07-01 | 0 | 0 | 0 | 0.5 | 1.2 | 2.4 | 3.9 | 6 | 8.6 | 11.6 | 15.2 | 19.5 | 24.8 | 0.1 | 2000-07-01 | 15.2 | 19.5 | 24.8 | 31.6 | 40 | 49.5 | 61.3 | 74.5 | 89.2 | 105.1 | 122.6 | 141.2 | 160.7 | 0.1
2000-08-01 | 0 | 0 | 0 | 0 | 0 | 0 | 0 | 0 | 0 | 0 | 0.1 | 0.3 | 0.6 | 5 | 2000-08-01 | 0.3 | 0.6 | 1.3 | 2.3 | 3.5 | 4.7 | 6.6 | 8.9 | 11.7 | 14.8 | 19 | 23.8 | 29.1 | 5 | 2000-08-01 | 19 | 23.8 | 29.1 | 36.2 | 44.8 | 55.1 | 67.6 | 80.9 | 95.5 | 111.3 | 128.4 | 147 | 166.2 | 5
2000-09-01 | 3.6 | 4.5 | 5.6 | 6.8 | 8 | 9.3 | 11.1 | 13.4 | 16 | 19.1 | 22.2 | 26.8 | 31.6 | 0.03 | 2000-09-01 | 26.8 | 31.6 | 37.8 | 44.7 | 52.2 | 60.7 | 69.8 | 80.1 | 90.8 | 102.2 | 113.9 | 126.8 | 140.3 | 0.03 | 2000-09-01 | 113.9 | 126.8 | 140.3 | 154.6 | 170.3 | 186.9 | 205 | 224.7 | 245.2 | 267.3 | 289.9 | 313.3 | 337.2 | 0.03
2000-10-01 | 13.8 | 18.1 | 23.3 | 29.7 | 37.2 | 45.9 | 55.7 | 66.1 | 77.6 | 89.7 | 103.1 | 117.8 | 133.9 | 0.03 | 2000-10-01 | 117.8 | 133.9 | 151.2 | 169.4 | 188.7 | 209.3 | 231.4 | 254.2 | 277.5 | 301.5 | 325.7 | 350.5 | 376.2 | 0.03 | 2000-10-01 | 325.7 | 350.5 | 376.2 | 402.3 | 428.8 | 455.5 | 483 | 511.1 | 539.6 | 568.5 | 597.8 | 627.2 | 657 | 0.03
2000-11-01 | 84.2 | 94.2 | 105.2 | 117.5 | 131.1 | 145.8 | 162.2 | 179.9 | 199.5 | 220.9 | 244.3 | 269.2 | 295.6 | 0.03 | 2000-11-01 | 269.2 | 295.6 | 322.8 | 350.2 | 378 | 406.4 | 434.9 | 463.8 | 492.8 | 522 | 551.5 | 581 | 610.7 | 0.03 | 2000-11-01 | 551.5 | 581 | 610.7 | 640.5 | 670.5 | 700.5 | 730.5 | 760.5 | 790.5 | 820.5 | 850.5 | 880.5 | 910.5 | 0.03
2000-12-01 | 399.8 | 428.2 | 457.3 | 486.1 | 515.5 | 545.1 | 574.7 | 604.5 | 634.6 | 664.5 | 694.6 | 724.8 | 754.9 | 0.03 | 2000-12-01 | 724.8 | 754.9 | 785.1 | 815.3 | 845.7 | 876.2 | 906.6 | 937 | 967.5 | 998 | 1028.5 | 1059 | 1089.6 | 0.03 | 2000-12-01 | 1028.5 | 1059 | 1089.6 | 1120.3 | 1151.2 | 1182.2 | 1213.2 | 1244.2 | 1275.2 | 1306.2 | 1337.2 | 1368.2 | 1399.2 | 0.03
2001-01-01 | 398 | 428.3 | 458.8 | 489.6 | 520.4 | 551.4 | 582.4 | 613.4 | 644.4 | 675.4 | 706.4 | 737.4 | 768.4 | 0 | 2001-01-01 | 737.4 | 768.4 | 799.4 | 830.4 | 861.4 | 892.4 | 923.4 | 954.4 | 985.4 | 1016.4 | 1047.4 | 1078.4 | 1109.4 | 0 | 2001-01-01 | 1047.4 | 1078.4 | 1109.4 | 1140.4 | 1171.4 | 1202.4 | 1233.4 | 1264.4 | 1295.4 | 1326.4 | 1357.4 | 1388.4 | 1419.4 | 0
2001-02-01 | 279.5 | 304 | 329.5 | 355.3 | 381.9 | 408.9 | 435.9 | 463.1 | 490.4 | 517.8 | 545.7 | 573.6 | 601.5 | 0 | 2001-02-01 | 573.6 | 601.5 | 629.5 | 657.5 | 685.5 | 713.5 | 741.5 | 769.5 | 797.5 | 825.5 | 853.5 | 881.5 | 909.5 | 0 | 2001-02-01 | 853.5 | 881.5 | 909.5 | 937.5 | 965.5 | 993.5 | 1021.5 | 1049.5 | 1077.5 | 1105.5 | 1133.5 | 1161.5 | 1189.5 | 0
2001-03-01 | 180.1 | 203.5 | 228.1 | 254.7 | 281.6 | 309.9 | 338.4 | 368 | 397.7 | 427.7 | 458 | 488.7 | 519.6 | 0 | 2001-03-01 | 488.7 | 519.6 | 550.6 | 581.6 | 612.6 | 643.6 | 674.6 | 705.6 | 736.6 | 767.6 | 798.6 | 829.6 | 860.6 | 0 | 2001-03-01 | 798.6 | 829.6 | 860.6 | 891.6 | 922.6 | 953.6 | 984.6 | 1015.6 | 1046.6 | 1077.6 | 1108.6 | 1139.6 | 1170.6 | 0
2001-04-01 | 28.6 | 35.9 | 44.8 | 54.1 | 64.6 | 76.2 | 89.2 | 103.4 | 118.3 | 134.6 | 151.5 | 169.1 | 187.7 | 0.07 | 2001-04-01 | 169.1 | 187.7 | 206.5 | 226.6 | 247.6 | 269 | 291.8 | 315.1 | 339.3 | 364.6 | 390.4 | 416.6 | 443.2 | 0.07 | 2001-04-01 | 390.4 | 416.6 | 443.2 | 470.2 | 497.5 | 524.7 | 552.4 | 580.3 | 608.6 | 637 | 665.5 | 694.2 | 723.2 | 0.07
2001-05-01 | 3.6 | 4.3 | 5.1 | 6 | 7.2 | 8.4 | 10 | 11.9 | 14.1 | 17 | 20.5 | 25.7 | 32.6 | 0.03 | 2001-05-01 | 25.7 | 32.6 | 41.1 | 51.1 | 62.1 | 74.7 | 88.6 | 103.7 | 120.3 | 138.5 | 157.7 | 177.7 | 199 | 0.03 | 2001-05-01 | 157.7 | 177.7 | 199 | 220.5 | 243.2 | 266.3 | 290.3 | 314.9 | 340 | 365.8 | 391.8 | 418.4 | 445.2 | 0.03
2001-06-01 | 0 | 0 | 0 | 0.1 | 0.3 | 0.5 | 0.7 | 1 | 1.3 | 1.6 | 1.9 | 2.4 | 3.2 | 0 | 2001-06-01 | 2.4 | 3.2 | 4.3 | 5.4 | 7.2 | 9.7 | 12.3 | 15.6 | 19.5 | 23.7 | 28.5 | 34 | 39.9 | 0 | 2001-06-01 | 28.5 | 34 | 39.9 | 46.8 | 54.8 | 64.5 | 74.5 | 86.1 | 98.7 | 113.1 | 128.6 | 145 | 162.9 | 0
2001-07-01 | 0 | 0 | 0 | 0 | 0 | 0 | 0 | 0 | 0 | 0.1 | 0.2 | 0.6 | 1 | 1 | 2001-07-01 | 0.6 | 1 | 1.6 | 2.7 | 3.7 | 5.4 | 7.4 | 10.1 | 13.4 | 17.8 | 22.9 | 28.8 | 35.5 | 1 | 2001-07-01 | 22.9 | 28.8 | 35.5 | 42.7 | 50.9 | 60.2 | 72.1 | 85.6 | 99.9 | 115.5 | 133.1 | 151.5 | 171.1 | 1
2001-08-01 | 0 | 0 | 0 | 0 | 0 | 0 | 0 | 0 | 0 | 0 | 0 | 0 | 0 | 0 | 2001-08-01 | 0 | 0 | 0 | 0.1 | 0.3 | 0.7 | 1.2 | 1.8 | 3 | 4.2 | 5.9 | 8 | 10.5 | 0 | 2001-08-01 | 5.9 | 8 | 10.5 | 13.4 | 17.1 | 21.5 | 26.8 | 33.4 | 41.4 | 50.3 | 61.4 | 73 | 86.5 | 0
2001-09-01 | 0.1 | 0.2 | 0.4 | 0.8 | 1.2 | 1.8 | 2.7 | 4.1 | 6.1 | 8.6 | 11.5 | 14.8 | 18.1 | 0.07 | 2001-09-01 | 14.8 | 18.1 | 22.3 | 27.2 | 33.3 | 40.7 | 48.5 | 57.5 | 66.8 | 77.2 | 88.3 | 100.3 | 112.9 | 0.07 | 2001-09-01 | 88.3 | 100.3 | 112.9 | 125.9 | 140.5 | 156.2 | 172.9 | 190.5 | 209.2 | 229.1 | 249.7 | 272.1 | 295.3 | 0.07
2001-10-01 | 23 | 27.3 | 31.5 | 36.2 | 41.7 | 47.3 | 53.6 | 60.2 | 67.9 | 76.2 | 85.8 | 96.8 | 108.7 | 0.5 | 2001-10-01 | 96.8 | 108.7 | 121.6 | 135.2 | 150 | 166 | 183 | 201.5 | 221 | 241.4 | 262.9 | 284.8 | 307.6 | 0.5 | 2001-10-01 | 262.9 | 284.8 | 307.6 | 331.1 | 355.6 | 380.6 | 406.7 | 433.5 | 460.2 | 487.5 | 515.5 | 543.8 | 572.1 | 0.5
2001-11-01 | 52.5 | 60.7 | 69.8 | 80.1 | 91.3 | 104 | 117.5 | 132.2 | 147.8 | 164.4 | 181.7 | 200 | 219 | 0.07 | 2001-11-01 | 200 | 219 | 239.6 | 261 | 283.4 | 306.2 | 330.1 | 355 | 380.8 | 407.1 | 433.7 | 460.5 | 488.2 | 0.07 | 2001-11-01 | 433.7 | 460.5 | 488.2 | 516 | 544.1 | 572.3 | 601.4 | 630.6 | 660 | 689.5 | 719.3 | 749 | 778.8 | 0.07
2001-12-01 | 168.1 | 189.4 | 211.5 | 234.2 | 257.5 | 281 | 305.1 | 329.4 | 354.1 | 379.6 | 405.5 | 432.3 | 459.5 | 0.03 | 2001-12-01 | 432.3 | 459.5 | 487 | 514.8 | 542.6 | 571.1 | 599.8 | 628.6 | 657.7 | 686.9 | 716.3 | 745.9 | 775.7 | 0.03 | 2001-12-01 | 716.3 | 745.9 | 775.7 | 805.4 | 835.4 | 865.5 | 895.7 | 926.2 | 956.7 | 987.4 | 1018.1 | 1049 | 1079.9 | 0.03
2002-01-01 | 183.9 | 208.6 | 234.1 | 260.8 | 288 | 315.5 | 343.4 | 372 | 401.1 | 430.3 | 459.9 | 489.9 | 519.8 | 0.03 | 2002-01-01 | 489.9 | 519.8 | 549.9 | 580.4 | 610.7 | 641.2 | 671.8 | 702.3 | 733 | 763.8 | 794.5 | 825.3 | 856.2 | 0.03 | 2002-01-01 | 794.5 | 825.3 | 856.2 | 887 | 917.9 | 948.9 | 979.9 | 1010.9 | 1041.9 | 1072.9 | 1103.9 | 1134.9 | 1165.9 | 0.03
2002-02-01 | 199.1 | 219 | 239.9 | 261.4 | 283.4 | 306.1 | 329.4 | 353.2 | 377.5 | 402 | 427 | 452.5 | 478.4 | 0.04 | 2002-02-01 | 452.5 | 478.4 | 504.8 | 531.4 | 558.3 | 585.7 | 613.1 | 640.7 | 668.4 | 696.2 | 724 | 751.9 | 779.8 | 0.04 | 2002-02-01 | 724 | 751.9 | 779.8 | 807.7 | 835.7 | 863.7 | 891.7 | 919.7 | 947.7 | 975.7 | 1003.7 | 1031.7 | 1059.7 | 0.04
2002-03-01 | 123.5 | 141 | 160 | 180.5 | 201.8 | 224.5 | 248.6 | 272.9 | 298.3 | 324.2 | 351 | 377.8 | 404.8 | 0.2 | 2002-03-01 | 377.8 | 404.8 | 432.4 | 460 | 487.7 | 515.6 | 544.2 | 572.6 | 601.6 | 630.8 | 660.1 | 690 | 720.1 | 0.2 | 2002-03-01 | 660.1 | 690 | 720.1 | 750.7 | 781.2 | 812 | 842.8 | 873.6 | 904.5 | 935.5 | 966.5 | 997.5 | 1028.5 | 0.2
2002-04-01 | 25.4 | 32.2 | 40.1 | 48.9 | 58.9 | 69.3 | 81.2 | 94.1 | 108 | 123.2 | 139.3 | 156.1 | 173.7 | 0.03 | 2002-04-01 | 156.1 | 173.7 | 192.1 | 211 | 230.9 | 251.3 | 273.1 | 295.3 | 317.6 | 340.8 | 364.5 | 388.9 | 413.5 | 0.03 | 2002-04-01 | 364.5 | 388.9 | 413.5 | 438.7 | 464.8 | 490.5 | 517.1 | 543.9 | 570.9 | 598.2 | 625.8 | 653.9 | 681.9 | 0.03
2002-05-01 | 3.1 | 4.6 | 6.5 | 8.9 | 11.7 | 15 | 19.1 | 24 | 29.7 | 36.5 | 45.1 | 54.5 | 64.9 | 0.03 | 2002-05-01 | 54.5 | 64.9 | 76.2 | 88.3 | 101.7 | 115.7 | 131.3 | 147.3 | 164.3 | 182 | 200.8 | 219.6 | 239.8 | 0.03 | 2002-05-01 | 200.8 | 219.6 | 239.8 | 260.7 | 282.5 | 305.3 | 328.7 | 353.2 | 378.7 | 404.8 | 431.2 | 458.5 | 485.8 | 0.03
2002-06-01 | 0 | 0.1 | 0.4 | 0.6 | 1 | 1.5 | 1.9 | 2.5 | 3.2 | 4 | 5.1 | 6.5 | 8.3 | 0.03 | 2002-06-01 | 6.5 | 8.3 | 10.6 | 13.8 | 18 | 23.5 | 30.6 | 38.7 | 47.2 | 57 | 66.9 | 77.9 | 89.6 | 0.03 | 2002-06-01 | 66.9 | 77.9 | 89.6 | 102.6 | 116.3 | 130.7 | 146 | 162.2 | 179.5 | 197.8 | 217.1 | 237.1 | 257.9 | 0.03
2002-07-01 | 0 | 0 | 0 | 0 | 0 | 0 | 0 | 0 | 0 | 0 | 0 | 0.3 | 0.8 | 0.1 | 2002-07-01 | 0.3 | 0.8 | 1.5 | 2.4 | 3.5 | 5 | 6.4 | 8.1 | 9.7 | 11.7 | 13.7 | 16.5 | 19.7 | 0.1 | 2002-07-01 | 13.7 | 16.5 | 19.7 | 24 | 28.8 | 34.9 | 42.1 | 50.3 | 59.7 | 70.3 | 82.1 | 94.7 | 108.3 | 0.1
2002-08-01 | 0 | 0 | 0 | 0 | 0 | 0 | 0 | 0 | 0 | 0.1 | 0.2 | 0.2 | 0.3 | 0.1 | 2002-08-01 | 0.2 | 0.3 | 0.7 | 1.1 | 1.9 | 2.6 | 3.4 | 4.6 | 6.2 | 8.8 | 12.4 | 16.9 | 22.2 | 0.1 | 2002-08-01 | 12.4 | 16.9 | 22.2 | 28.3 | 34.9 | 42.2 | 50.3 | 59.5 | 70 | 81.5 | 94.3 | 107.9 | 122.7 | 0.1
2002-09-01 | 0 | 0 | 0 | 0.1 | 0.2 | 0.4 | 0.6 | 0.9 | 1.2 | 1.8 | 2.8 | 4 | 6.1 | 0.03 | 2002-09-01 | 4 | 6.1 | 8.3 | 11.3 | 14.6 | 18.4 | 22.6 | 27.2 | 32.4 | 38.5 | 45.7 | 54.1 | 63.6 | 0.03 | 2002-09-01 | 45.7 | 54.1 | 63.6 | 74 | 85.9 | 99.1 | 113.8 | 129 | 145.8 | 163.1 | 181.4 | 200.6 | 221.6 | 0.03
2002-10-01 | 37.6 | 44.8 | 52.8 | 61.6 | 70.7 | 80.7 | 92.2 | 103.7 | 115.7 | 129.1 | 143 | 158.1 | 174 | 0.03 | 2002-10-01 | 158.1 | 174 | 191.2 | 209.6 | 228.5 | 248.1 | 269.1 | 291.2 | 314.7 | 339.7 | 365.6 | 392 | 419.2 | 0.03 | 2002-10-01 | 365.6 | 392 | 419.2 | 446.7 | 474.3 | 502.2 | 530.1 | 558.3 | 586.6 | 615.2 | 644.3 | 673.4 | 703.1 | 0.03
2002-11-01 | 97.1 | 112.3 | 128.7 | 146 | 164.7 | 183.8 | 203.8 | 225 | 247.4 | 271.2 | 295.4 | 320.3 | 345.6 | 0 | 2002-11-01 | 320.3 | 345.6 | 371.4 | 397.5 | 424.2 | 451.2 | 478.5 | 505.7 | 533.5 | 561.4 | 589.5 | 617.9 | 646.2 | 0 | 2002-11-01 | 589.5 | 617.9 | 646.2 | 674.9 | 703.5 | 732.1 | 761 | 790.2 | 819.5 | 849 | 878.9 | 908.8 | 938.8 | 0
2002-12-01 | 281.3 | 307.3 | 334.5 | 362.3 | 390.8 | 419.6 | 448.9 | 478.9 | 509.1 | 539.3 | 569.6 | 600 | 630.4 | 0.03 | 2002-12-01 | 600 | 630.4 | 660.9 | 691.5 | 722.1 | 752.7 | 783.4 | 814.1 | 844.8 | 875.6 | 906.4 | 937.4 | 968.4 | 0.03 | 2002-12-01 | 906.4 | 937.4 | 968.4 | 999.4 | 1030.4 | 1061.4 | 1092.4 | 1123.4 | 1154.4 | 1185.4 | 1216.4 | 1247.4 | 1278.4 | 0.03
2003-01-01 | 572.5 | 603 | 633.7 | 664.6 | 695.6 | 726.6 | 757.6 | 788.6 | 819.6 | 850.6 | 881.6 | 912.6 | 943.6 | 13 | 2003-01-01 | 912.6 | 943.6 | 974.6 | 1005.6 | 1036.6 | 1067.6 | 1098.6 | 1129.6 | 1160.6 | 1191.6 | 1222.6 | 1253.6 | 1284.6 | 13 | 2003-01-01 | 1222.6 | 1253.6 | 1284.6 | 1315.6 | 1346.6 | 1377.6 | 1408.6 | 1439.6 | 1470.6 | 1501.6 | 1532.6 | 1563.6 | 1594.6 | 13
2003-02-01 | 401.4 | 427.6 | 454.2 | 480.8 | 507.7 | 534.7 | 562 | 589.4 | 616.9 | 644.5 | 672.2 | 699.9 | 727.7 | 0.04 | 2003-02-01 | 699.9 | 727.7 | 755.5 | 783.4 | 811.4 | 839.4 | 867.4 | 895.4 | 923.4 | 951.4 | 979.4 | 1007.4 | 1035.4 | 0.04 | 2003-02-01 | 979.4 | 1007.4 | 1035.4 | 1063.4 | 1091.4 | 1119.4 | 1147.4 | 1175.4 | 1203.4 | 1231.4 | 1259.4 | 1287.4 | 1315.4 | 0.04
2003-03-01 | 209.4 | 228.5 | 248.8 | 269.7 | 291.3 | 313.9 | 337.3 | 361.4 | 385.9 | 410.8 | 436.8 | 463 | 489.8 | 0.2 | 2003-03-01 | 463 | 489.8 | 517 | 544.6 | 572.6 | 601 | 629.6 | 658.6 | 687.4 | 716.8 | 746.2 | 775.8 | 805.6 | 0.2 | 2003-03-01 | 746.2 | 775.8 | 805.6 | 835.3 | 865.2 | 895.5 | 925.7 | 956.2 | 986.8 | 1017.7 | 1048.6 | 1079.5 | 1110.5 | 0.2
2003-04-01 | 72 | 84.7 | 98.5 | 113.1 | 128.2 | 144.2 | 160.7 | 178.2 | 196.6 | 215.9 | 235.7 | 256.5 | 278.2 | 0.1 | 2003-04-01 | 256.5 | 278.2 | 301 | 324.1 | 347.6 | 371.1 | 395.5 | 419.6 | 444.5 | 469.6 | 495.3 | 521.3 | 547.6 | 0.1 | 2003-04-01 | 495.3 | 521.3 | 547.6 | 574.6 | 601.7 | 629.2 | 656.9 | 684.7 | 713 | 741.4 | 769.7 | 798.2 | 826.7 | 0.1
2003-05-01 | 2.4 | 3.1 | 4 | 4.9 | 6.1 | 7.8 | 10 | 13.2 | 16.4 | 21.1 | 27.9 | 37.2 | 48.1 | 0.2 | 2003-05-01 | 37.2 | 48.1 | 60.3 | 74.2 | 88.9 | 105.9 | 123.6 | 142.5 | 162.6 | 184 | 206.2 | 229.1 | 253.2 | 0.2 | 2003-05-01 | 206.2 | 229.1 | 253.2 | 278 | 303.8 | 330.2 | 357 | 384.3 | 412.2 | 440.1 | 468.2 | 497 | 526 | 0.2
2003-06-01 | 0 | 0 | 0 | 0 | 0 | 0 | 0 | 0.1 | 0.2 | 0.3 | 0.8 | 1.3 | 2 | 0.03 | 2003-06-01 | 1.3 | 2 | 2.8 | 3.9 | 5.3 | 7.2 | 10 | 13.7 | 18.5 | 25.6 | 34.5 | 45.4 | 57.3 | 0.03 | 2003-06-01 | 34.5 | 45.4 | 57.3 | 70.2 | 84.1 | 99.5 | 116.2 | 133.8 | 152.3 | 172 | 192.3 | 213.2 | 235.3 | 0.03
2003-07-01 | 0 | 0 | 0 | 0 | 0 | 0 | 0 | 0 | 0 | 0 | 0 | 0 | 0 | 0 | 2003-07-01 | 0 | 0 | 0 | 0 | 0 | 0 | 0.1 | 0.3 | 0.7 | 1.1 | 2.1 | 3.5 | 5.9 | 0 | 2003-07-01 | 2.1 | 3.5 | 5.9 | 8.6 | 12.3 | 17.5 | 23.4 | 30.4 | 38.1 | 47.3 | 57.6 | 68.8 | 81.4 | 0
2003-08-01 | 0 | 0 | 0 | 0 | 0 | 0 | 0 | 0 | 0 | 0 | 0 | 0 | 0.1 | 0.06 | 2003-08-01 | 0 | 0.1 | 0.6 | 1.2 | 1.9 | 2.6 | 3.6 | 4.6 | 5.8 | 7.2 | 8.8 | 10.6 | 13.2 | 0.06 | 2003-08-01 | 8.8 | 10.6 | 13.2 | 16.1 | 19.7 | 24.2 | 29.4 | 35.2 | 42.3 | 50.5 | 59.7 | 69.9 | 81.6 | 0.06
2003-09-01 | 0 | 0 | 0.1 | 0.3 | 0.4 | 0.7 | 1.1 | 1.5 | 2.1 | 2.8 | 3.6 | 4.6 | 5.7 | 0.03 | 2003-09-01 | 4.6 | 5.7 | 7.4 | 9.4 | 12.6 | 17.1 | 21.6 | 27.1 | 33 | 40 | 48 | 57.7 | 68.2 | 0.03 | 2003-09-01 | 48 | 57.7 | 68.2 | 80 | 93.6 | 108.9 | 125.5 | 143.2 | 162.5 | 183.1 | 204.5 | 227.7 | 251.7 | 0.03
2003-10-01 | 22.2 | 27.6 | 33.4 | 40.3 | 48.3 | 56.8 | 66 | 76 | 87 | 99 | 111.6 | 125.5 | 140.2 | 0.06 | 2003-10-01 | 125.5 | 140.2 | 156.2 | 173.1 | 190.9 | 209.8 | 230.4 | 252 | 275 | 299 | 324.3 | 350.1 | 377 | 0.06 | 2003-10-01 | 324.3 | 350.1 | 377 | 404.4 | 432.7 | 461.5 | 490.4 | 519.9 | 549.7 | 579.7 | 610.1 | 640.5 | 671.3 | 0.06
2003-11-01 | 62.7 | 72.6 | 84.1 | 96.2 | 109.7 | 124.5 | 140.7 | 158.2 | 177 | 197.2 | 218.1 | 239.8 | 262.1 | 0 | 2003-11-01 | 239.8 | 262.1 | 285.4 | 309.6 | 334.8 | 361.2 | 388.1 | 415.4 | 443.1 | 471.1 | 499 | 527.7 | 556.4 | 0 | 2003-11-01 | 499 | 527.7 | 556.4 | 585.5 | 614.7 | 644 | 673.5 | 703.2 | 732.8 | 762.5 | 792.2 | 821.9 | 851.7 | 0
2003-12-01 | 228.2 | 250.4 | 273.8 | 297.9 | 322.8 | 348.3 | 374.4 | 400.8 | 427.7 | 455.3 | 483.3 | 512 | 540.8 | 0.1 | 2003-12-01 | 512 | 540.8 | 569.9 | 599.3 | 629.1 | 659.2 | 689.5 | 720 | 750.7 | 781.6 | 812.6 | 843.6 | 874.6 | 0.1 | 2003-12-01 | 812.6 | 843.6 | 874.6 | 905.6 | 936.6 | 967.6 | 998.6 | 1029.6 | 1060.6 | 1091.6 | 1122.6 | 1153.6 | 1184.6 | 0.1
2004-01-01 | 620.5 | 650.3 | 680.2 | 710.5 | 740.8 | 771.4 | 802 | 832.6 | 863.4 | 894.2 | 925.1 | 956.1 | 987.1 | 0.3 | 2004-01-01 | 956.1 | 987.1 | 1018.1 | 1049.1 | 1080.1 | 1111.1 | 1142.1 | 1173.1 | 1204.1 | 1235.1 | 1266.1 | 1297.1 | 1328.1 | 0.3 | 2004-01-01 | 1266.1 | 1297.1 | 1328.1 | 1359.1 | 1390.1 | 1421.1 | 1452.1 | 1483.1 | 1514.1 | 1545.1 | 1576.1 | 1607.1 | 1638.1 | 0.3
2004-02-01 | 261.1 | 285.9 | 311.5 | 337.8 | 364.9 | 392.5 | 420.2 | 448.2 | 476.3 | 504.6 | 533 | 561.6 | 590.2 | 0 | 2004-02-01 | 561.6 | 590.2 | 618.8 | 647.5 | 676.5 | 705.5 | 734.5 | 763.5 | 792.5 | 821.5 | 850.5 | 879.5 | 908.5 | 0 | 2004-02-01 | 850.5 | 879.5 | 908.5 | 937.5 | 966.5 | 995.5 | 1024.5 | 1053.5 | 1082.5 | 1111.5 | 1140.5 | 1169.5 | 1198.5 | 0
2004-03-01 | 138.9 | 157 | 176.8 | 197.8 | 219.1 | 242.1 | 265.3 | 289.8 | 315 | 341.2 | 367.8 | 395 | 422.8 | 0.03 | 2004-03-01 | 395 | 422.8 | 451.5 | 480.2 | 509.4 | 538.8 | 568.5 | 598.3 | 628.4 | 658.7 | 688.9 | 719.3 | 749.7 | 0.03 | 2004-03-01 | 688.9 | 719.3 | 749.7 | 780.2 | 810.8 | 841.4 | 872.1 | 902.9 | 933.8 | 964.7 | 995.7 | 1026.7 | 1057.7 | 0.03
2004-04-01 | 17 | 23.2 | 31.3 | 40.1 | 50.9 | 62.4 | 74.8 | 88.5 | 102.9 | 118.4 | 134.4 | 151.5 | 168.9 | 0 | 2004-04-01 | 151.5 | 168.9 | 187.6 | 207.3 | 227.4 | 248.3 | 270.1 | 292.8 | 316.1 | 340 | 364.6 | 390.1 | 415.4 | 0 | 2004-04-01 | 364.6 | 390.1 | 415.4 | 441.3 | 467.3 | 494.1 | 521.2 | 548.4 | 576.3 | 603.8 | 631.8 | 659.8 | 687.8 | 0
2004-05-01 | 1 | 1.2 | 1.6 | 2 | 2.5 | 3.6 | 4.7 | 6.1 | 7.9 | 10.5 | 14.4 | 20.2 | 27 | 0.2 | 2004-05-01 | 20.2 | 27 | 34.7 | 43.5 | 53.9 | 65.6 | 78.5 | 92.7 | 107.7 | 123.9 | 141.3 | 159.6 | 178.8 | 0.2 | 2004-05-01 | 141.3 | 159.6 | 178.8 | 199.3 | 220.9 | 243.7 | 267.1 | 291.6 | 316.3 | 342.3 | 368.8 | 395.8 | 423.2 | 0.2
2004-06-01 | 0 | 0 | 0 | 0.1 | 0.2 | 0.3 | 0.6 | 1 | 1.5 | 2.1 | 2.9 | 4.1 | 6.6 | 0.1 | 2004-06-01 | 4.1 | 6.6 | 9.5 | 13.4 | 17.9 | 23.2 | 29.1 | 35.6 | 43 | 50.8 | 59.5 | 69.3 | 80 | 0.1 | 2004-06-01 | 59.5 | 69.3 | 80 | 91.2 | 103.7 | 117 | 131.5 | 146.9 | 163.7 | 181.9 | 201.6 | 222.4 | 244.7 | 0.1
2004-07-01 | 0 | 0 | 0 | 0 | 0 | 0 | 0 | 0 | 0 | 0 | 0 | 0 | 0 | 0 | 2004-07-01 | 0 | 0 | 0 | 0 | 0 | 0 | 0.1 | 0.3 | 1 | 2 | 3.4 | 5.8 | 8.6 | 0 | 2004-07-01 | 3.4 | 5.8 | 8.6 | 12.6 | 18.4 | 25.8 | 34.6 | 45.5 | 58.5 | 71.7 | 87 | 103.2 | 120.9 | 0
2004-08-01 | 0 | 0 | 0 | 0 | 0 | 0 | 0 | 0 | 0 | 0 | 0.1 | 0.2 | 0.5 | 0 | 2004-08-01 | 0.2 | 0.5 | 0.8 | 1.5 | 2.6 | 3.8 | 5.2 | 7.1 | 9.3 | 11.9 | 14.7 | 18.5 | 22.2 | 0 | 2004-08-01 | 14.7 | 18.5 | 22.2 | 27.1 | 33.4 | 41 | 49.4 | 58.5 | 69 | 79.6 | 92.4 | 106.3 | 121.7 | 0
2004-09-01 | 0 | 0 | 0 | 0.1 | 0.2 | 0.6 | 1.3 | 2.2 | 3.3 | 4.7 | 6.3 | 8.3 | 10.6 | 0 | 2004-09-01 | 8.3 | 10.6 | 13.7 | 17.7 | 22 | 27.6 | 33.5 | 40.6 | 49.1 | 58.4 | 68.9 | 80.2 | 93 | 0 | 2004-09-01 | 68.9 | 80.2 | 93 | 106.7 | 121.5 | 137.8 | 155.2 | 173.8 | 193.6 | 214.3 | 236 | 259.3 | 283.5 | 0
2004-10-01 | 8.6 | 11.7 | 15.2 | 19.4 | 24.4 | 30.5 | 37.3 | 46.1 | 56.5 | 68.4 | 81.6 | 96.2 | 112.4 | 0.1 | 2004-10-01 | 96.2 | 112.4 | 129.1 | 146.9 | 165.3 | 185.2 | 205.9 | 228.4 | 251.8 | 276.6 | 302.1 | 328.8 | 356 | 0.1 | 2004-10-01 | 302.1 | 328.8 | 356 | 383.8 | 412.2 | 441.2 | 470.3 | 499.9 | 529.7 | 559.6 | 589.8 | 620.5 | 651.3 | 0.1
2004-11-01 | 74.4 | 85.6 | 97.9 | 112.2 | 127.5 | 143.8 | 161.3 | 180.3 | 200.4 | 221.4 | 243.1 | 266.1 | 289.7 | 0.07 | 2004-11-01 | 266.1 | 289.7 | 314.8 | 340.5 | 367 | 394.3 | 422 | 449.4 | 477.8 | 506.4 | 535.2 | 564.2 | 593.3 | 0.07 | 2004-11-01 | 535.2 | 564.2 | 593.3 | 622.6 | 652.4 | 682.1 | 712 | 742 | 772 | 802 | 832 | 862 | 892 | 0.07
2004-12-01 | 262.7 | 285.4 | 309.6 | 334.7 | 361 | 387.9 | 415.7 | 444.2 | 473.2 | 502.7 | 532.3 | 562 | 591.9 | 0 | 2004-12-01 | 562 | 591.9 | 622 | 652.3 | 682.6 | 712.9 | 743.4 | 773.9 | 804.6 | 835.2 | 866 | 896.9 | 927.9 | 0 | 2004-12-01 | 866 | 896.9 | 927.9 | 958.9 | 989.9 | 1020.9 | 1051.9 | 1082.9 | 1113.9 | 1144.9 | 1175.9 | 1206.9 | 1237.9 | 0
2005-01-01 | 470.7 | 498.2 | 526.2 | 554.5 | 582.8 | 611.6 | 640.8 | 670.2 | 699.9 | 729.5 | 759.4 | 789.3 | 819.3 | 0.2 | 2005-01-01 | 789.3 | 819.3 | 849.5 | 879.9 | 910.4 | 941 | 971.6 | 1002.2 | 1032.9 | 1063.6 | 1094.3 | 1125.1 | 1155.9 | 0.2 | 2005-01-01 | 1094.3 | 1125.1 | 1155.9 | 1186.8 | 1217.8 | 1248.8 | 1279.8 | 1310.8 | 1341.8 | 1372.8 | 1403.8 | 1434.8 | 1465.8 | 0.2
2005-02-01 | 312.8 | 337.2 | 362.2 | 387.3 | 412.9 | 438.4 | 464.6 | 490.9 | 517.3 | 544.1 | 571.1 | 598.7 | 626.3 | 0.07 | 2005-02-01 | 598.7 | 626.3 | 654 | 681.7 | 709.7 | 737.7 | 765.7 | 793.7 | 821.7 | 849.7 | 877.7 | 905.7 | 933.7 | 0.07 | 2005-02-01 | 877.7 | 905.7 | 933.7 | 961.7 | 989.7 | 1017.7 | 1045.7 | 1073.7 | 1101.7 | 1129.7 | 1157.7 | 1185.7 | 1213.7 | 0.07
2005-03-01 | 216.8 | 239.4 | 263.2 | 287.7 | 313.5 | 340 | 367.6 | 395.7 | 423.9 | 453.1 | 482.6 | 512.2 | 542.1 | 0.06 | 2005-03-01 | 512.2 | 542.1 | 572.1 | 602.5 | 633.2 | 664 | 694.9 | 725.8 | 756.7 | 787.7 | 818.6 | 849.6 | 880.6 | 0.06 | 2005-03-01 | 818.6 | 849.6 | 880.6 | 911.6 | 942.6 | 973.6 | 1004.6 | 1035.6 | 1066.6 | 1097.6 | 1128.6 | 1159.6 | 1190.6 | 0.06
2005-04-01 | 20 | 24.6 | 30.4 | 36.7 | 44.6 | 52.9 | 62.5 | 73.6 | 84.6 | 97.1 | 110.1 | 124.4 | 140.4 | 0.1 | 2005-04-01 | 124.4 | 140.4 | 157.7 | 176.3 | 196.2 | 216.9 | 238.5 | 260.6 | 283.8 | 308 | 332.8 | 358.3 | 384.3 | 0.1 | 2005-04-01 | 332.8 | 358.3 | 384.3 | 410.6 | 437.5 | 464.7 | 492.1 | 520 | 548 | 576.3 | 604.6 | 633.3 | 662.2 | 0.1
2005-05-01 | 2.7 | 3.7 | 4.8 | 6 | 7.6 | 9.8 | 13.6 | 18.5 | 24.9 | 32.9 | 43 | 54.9 | 68.8 | 0 | 2005-05-01 | 54.9 | 68.8 | 83.7 | 100.1 | 118.3 | 137.8 | 158.8 | 181.2 | 205.2 | 230 | 255.8 | 282.6 | 309.9 | 0 | 2005-05-01 | 255.8 | 282.6 | 309.9 | 337.8 | 366.3 | 394.9 | 424 | 453.5 | 483.2 | 513.1 | 543.1 | 573.3 | 603.4 | 0
2005-06-01 | 0 | 0 | 0 | 0 | 0 | 0 | 0 | 0.1 | 0.4 | 0.9 | 1.5 | 2.5 | 4.1 | 0.07 | 2005-06-01 | 2.5 | 4.1 | 6.1 | 8.8 | 12.2 | 16.1 | 20.9 | 26.3 | 32.1 | 38.8 | 45.9 | 53.9 | 62.6 | 0.07 | 2005-06-01 | 45.9 | 53.9 | 62.6 | 72 | 81.7 | 92.7 | 103.8 | 115.6 | 128.5 | 141.9 | 155.8 | 170 | 186.2 | 0.07
2005-07-01 | 0 | 0 | 0 | 0 | 0 | 0 | 0 | 0 | 0 | 0 | 0 | 0 | 0.1 | 0.1 | 2005-07-01 | 0 | 0.1 | 0.2 | 0.5 | 0.8 | 1.2 | 2.1 | 3.3 | 4.8 | 6.8 | 8.7 | 11.6 | 14.9 | 0.1 | 2005-07-01 | 8.7 | 11.6 | 14.9 | 19.1 | 24.7 | 31.4 | 38.8 | 46.8 | 56 | 66.8 | 77.8 | 90.4 | 103.8 | 0.1
2005-08-01 | 0 | 0 | 0 | 0 | 0 | 0 | 0 | 0 | 0 | 0 | 0 | 0 | 0 | 4 | 2005-08-01 | 0 | 0 | 0 | 0 | 0 | 0.4 | 1.3 | 2.3 | 3.5 | 5 | 7.2 | 9.5 | 12.3 | 4 | 2005-08-01 | 7.2 | 9.5 | 12.3 | 15.7 | 19 | 22.8 | 27.6 | 33.3 | 41.1 | 49.5 | 58.9 | 68.9 | 80 | 4
2005-09-01 | 0 | 0.1 | 0.3 | 0.5 | 1.1 | 2 | 3.2 | 4.6 | 6.2 | 8 | 10.1 | 12.4 | 14.9 | 0.1 | 2005-09-01 | 12.4 | 14.9 | 17.5 | 20.7 | 24.3 | 28.2 | 32.4 | 37.3 | 42.7 | 49.1 | 56.2 | 63.5 | 72.2 | 0.1 | 2005-09-01 | 56.2 | 63.5 | 72.2 | 81.7 | 92.2 | 104.4 | 117.6 | 131.9 | 148.3 | 165.9 | 184.1 | 203.9 | 224.7 | 0.1
2005-10-01 | 7.9 | 11 | 15.2 | 20.1 | 25.3 | 31.4 | 37.7 | 44.9 | 53.3 | 62.3 | 72.5 | 83.8 | 95.7 | 0 | 2005-10-01 | 83.8 | 95.7 | 108.6 | 122.4 | 136.7 | 153.3 | 171.7 | 191.7 | 212.9 | 235.4 | 259.7 | 284.4 | 309.4 | 0 | 2005-10-01 | 259.7 | 284.4 | 309.4 | 334.6 | 360.3 | 386.1 | 412.5 | 439 | 466 | 493.5 | 521 | 549.1 | 577.5 | 0
2005-11-01 | 87.9 | 99.2 | 111.3 | 124.1 | 137.2 | 151.5 | 166.3 | 181.7 | 198.6 | 215.9 | 234.3 | 253.6 | 274.1 | 0.07 | 2005-11-01 | 253.6 | 274.1 | 295.4 | 317.2 | 340.1 | 363.5 | 387.3 | 412 | 437.3 | 463.8 | 490.8 | 518.2 | 546.3 | 0.07 | 2005-11-01 | 490.8 | 518.2 | 546.3 | 574.6 | 603.3 | 632.4 | 661.6 | 691 | 720.5 | 750.1 | 780 | 809.9 | 839.8 | 0.07
2005-12-01 | 303.5 | 329.3 | 356.4 | 384.8 | 413.6 | 443 | 473.1 | 503.5 | 534.2 | 565.1 | 596 | 627 | 658 | 0 | 2005-12-01 | 627 | 658 | 689 | 720 | 751 | 782 | 813 | 844 | 875 | 906 | 937 | 968 | 999 | 0 | 2005-12-01 | 937 | 968 | 999 | 1030 | 1061 | 1092 | 1123 | 1154 | 1185 | 1216 | 1247 | 1278 | 1309 | 0
2006-01-01 | 209.7 | 233.6 | 257.9 | 282.7 | 307.8 | 333.7 | 359.5 | 386.2 | 412.8 | 440.1 | 467.6 | 495.6 | 523.6 | 0.1 | 2006-01-01 | 495.6 | 523.6 | 552.1 | 581 | 610.4 | 639.9 | 669.7 | 699.9 | 730 | 760.7 | 791.4 | 822.1 | 853 | 0.1 | 2006-01-01 | 791.4 | 822.1 | 853 | 884 | 915 | 946 | 977 | 1008 | 1039 | 1070 | 1101 | 1132 | 1163 | 0.1
2006-02-01 | 298 | 320.7 | 344.1 | 367.3 | 391.3 | 415.7 | 440.6 | 465.9 | 491.5 | 517.2 | 543.5 | 569.7 | 596.4 | 0.2 | 2006-02-01 | 569.7 | 596.4 | 623.2 | 650.3 | 677.4 | 704.7 | 732.2 | 760 | 787.8 | 815.6 | 843.5 | 871.5 | 899.5 | 0.2 | 2006-02-01 | 843.5 | 871.5 | 899.5 | 927.5 | 955.5 | 983.5 | 1011.5 | 1039.5 | 1067.5 | 1095.5 | 1123.5 | 1151.5 | 1179.5 | 0.2
2006-03-01 | 158.7 | 176.5 | 195.8 | 216.4 | 237.4 | 259.5 | 281.9 | 305.5 | 329.9 | 354.5 | 379.7 | 405.6 | 431.6 | 0.06 | 2006-03-01 | 405.6 | 431.6 | 458.5 | 485.8 | 513.3 | 541.4 | 569.6 | 598.6 | 627.7 | 657.1 | 686.6 | 716.3 | 746.1 | 0.06 | 2006-03-01 | 686.6 | 716.3 | 746.1 | 776 | 806.1 | 836.2 | 866.5 | 896.9 | 927.5 | 958.1 | 988.8 | 1019.6 | 1050.4 | 0.06
2006-04-01 | 25.2 | 30.8 | 36.8 | 43.4 | 51.3 | 59.8 | 69.7 | 80.6 | 93.2 | 106.6 | 121.1 | 135.7 | 152.1 | 0.03 | 2006-04-01 | 135.7 | 152.1 | 169.4 | 188 | 207.5 | 227.8 | 249.3 | 272.1 | 295.6 | 319.7 | 344 | 369.4 | 395.5 | 0.03 | 2006-04-01 | 344 | 369.4 | 395.5 | 421.5 | 448.3 | 475.5 | 503.1 | 530.9 | 559.3 | 587.8 | 616.7 | 645.6 | 674.9 | 0.03
2006-05-01 | 0.7 | 0.9 | 1.3 | 1.8 | 2.4 | 3.4 | 4.7 | 6.6 | 9.4 | 14.8 | 21.4 | 30.1 | 39.5 | 0.06 | 2006-05-01 | 30.1 | 39.5 | 51.7 | 64.7 | 78.6 | 93.8 | 110 | 127.6 | 145.8 | 164.5 | 184.5 | 204.8 | 225.3 | 0.06 | 2006-05-01 | 184.5 | 204.8 | 225.3 | 247.3 | 269.9 | 293.1 | 317.5 | 342.4 | 368 | 394.4 | 420.9 | 447.7 | 474.9 | 0.06
2006-06-01 | 0 | 0 | 0 | 0 | 0 | 0 | 0 | 0 | 0 | 0 | 0 | 0 | 0.1 | 0 | 2006-06-01 | 0 | 0.1 | 0.3 | 0.9 | 2 | 3.8 | 6.2 | 10.1 | 14.8 | 20.5 | 27 | 34.6 | 43.1 | 0 | 2006-06-01 | 27 | 34.6 | 43.1 | 52.4 | 62.3 | 73.1 | 85 | 98 | 112.3 | 127.8 | 144.6 | 162.4 | 182 | 0
2006-07-01 | 0 | 0 | 0 | 0 | 0 | 0 | 0 | 0 | 0 | 0 | 0 | 0 | 0 | 0.2 | 2006-07-01 | 0 | 0 | 0 | 0 | 0 | 0.1 | 0.2 | 0.3 | 0.5 | 1 | 1.5 | 2.5 | 3.8 | 0.2 | 2006-07-01 | 1.5 | 2.5 | 3.8 | 5.7 | 7.9 | 10.3 | 13.5 | 17.6 | 22.5 | 28 | 34.8 | 42.6 | 53.1 | 0.2
2006-08-01 | 0 | 0 | 0 | 0 | 0 | 0 | 0 | 0 | 0 | 0 | 0.2 | 0.6 | 1 | 0.06 | 2006-08-01 | 0.6 | 1 | 1.7 | 2.6 | 3.6 | 5 | 6.8 | 8.9 | 12.3 | 16.3 | 21 | 26.9 | 34.2 | 0.06 | 2006-08-01 | 21 | 26.9 | 34.2 | 42.9 | 52.9 | 63.3 | 75 | 87.6 | 101.2 | 115.6 | 131.5 | 148.3 | 166 | 0.06
2006-09-01 | 0.1 | 0.3 | 0.9 | 1.4 | 2.4 | 3.8 | 5.1 | 6.9 | 9 | 11.4 | 14.3 | 17.7 | 21.4 | 0.03 | 2006-09-01 | 17.7 | 21.4 | 25.6 | 30 | 35.2 | 40.7 | 46.9 | 54 | 61.9 | 71.3 | 81.3 | 92.7 | 105.2 | 0.03 | 2006-09-01 | 81.3 | 92.7 | 105.2 | 120 | 136.1 | 155.2 | 175.5 | 197.6 | 220.4 | 244.2 | 268.9 | 294 | 320.2 | 0.03
2006-10-01 | 10.7 | 13.9 | 17.6 | 21.3 | 26 | 31.1 | 38.2 | 46.1 | 54.9 | 65.2 | 76.5 | 89.2 | 103.2 | 0.03 | 2006-10-01 | 89.2 | 103.2 | 118.4 | 135.4 | 153.2 | 172.2 | 192.1 | 213.8 | 236.1 | 259.4 | 283.9 | 309.1 | 335.3 | 0.03 | 2006-10-01 | 283.9 | 309.1 | 335.3 | 362 | 389.3 | 417.5 | 445.7 | 474.6 | 503.7 | 532.9 | 562.5 | 592.5 | 622.5 | 0.03
2006-11-01 | 46.1 | 54.1 | 63.2 | 73.4 | 84.2 | 96 | 108.8 | 123.1 | 138 | 153.8 | 170 | 186.8 | 204.4 | 0.1 | 2006-11-01 | 186.8 | 204.4 | 222.9 | 241.7 | 262 | 283.1 | 305.2 | 328.7 | 353.4 | 379.3 | 405.5 | 432.1 | 459.2 | 0.1 | 2006-11-01 | 405.5 | 432.1 | 459.2 | 487 | 515.1 | 543.7 | 572.6 | 601.9 | 631.3 | 661.2 | 691.1 | 721.1 | 751.1 | 0.1
2006-12-01 | 120.7 | 136.1 | 152.6 | 170.6 | 190.3 | 210.9 | 233.9 | 257.6 | 282.9 | 308.5 | 334.7 | 361.5 | 388.8 | 0 | 2006-12-01 | 361.5 | 388.8 | 416.9 | 445.8 | 475.2 | 504.9 | 534.6 | 564.5 | 594.5 | 624.5 | 654.6 | 684.6 | 714.6 | 0 | 2006-12-01 | 654.6 | 684.6 | 714.6 | 744.7 | 774.8 | 805 | 835.6 | 866.4 | 897.3 | 928.3 | 959.3 | 990.3 | 1021.3 | 0
2007-01-01 | 314.1 | 337 | 360.2 | 384.2 | 408.6 | 433.4 | 459.3 | 485.6 | 512.9 | 540.8 | 568.9 | 597.4 | 626.2 | 6 | 2007-01-01 | 597.4 | 626.2 | 655.2 | 684.4 | 713.6 | 743.1 | 772.5 | 802 | 831.6 | 861.2 | 890.9 | 920.9 | 950.9 | 6 | 2007-01-01 | 890.9 | 920.9 | 950.9 | 981.4 | 1012 | 1042.7 | 1073.4 | 1104.2 | 1135 | 1165.8 | 1196.7 | 1227.5 | 1258.5 | 6
2007-02-01 | 407.2 | 433.6 | 460.4 | 487.6 | 514.9 | 542.4 | 570 | 597.7 | 625.6 | 653.5 | 681.5 | 709.5 | 737.5 | 0 | 2007-02-01 | 709.5 | 737.5 | 765.5 | 793.5 | 821.5 | 849.5 | 877.5 | 905.5 | 933.5 | 961.5 | 989.5 | 1017.5 | 1045.5 | 0 | 2007-02-01 | 989.5 | 1017.5 | 1045.5 | 1073.5 | 1101.5 | 1129.5 | 1157.5 | 1185.5 | 1213.5 | 1241.5 | 1269.5 | 1297.5 | 1325.5 | 0
2007-03-01 | 193.5 | 211.4 | 229.6 | 248.8 | 269.2 | 290.1 | 311.6 | 333.7 | 356.3 | 379.5 | 403.1 | 428.4 | 454.1 | 1 | 2007-03-01 | 428.4 | 454.1 | 480.5 | 507.7 | 535.7 | 564.3 | 593.6 | 622.9 | 652.9 | 682.8 | 712.9 | 743.1 | 773.6 | 1 | 2007-03-01 | 712.9 | 743.1 | 773.6 | 804 | 834.5 | 865.2 | 895.9 | 926.5 | 957.3 | 988 | 1018.9 | 1049.7 | 1080.7 | 1
2007-04-01 | 40.6 | 50.5 | 62.6 | 76.1 | 91.2 | 106.9 | 124.2 | 142.1 | 160.5 | 180.3 | 200.9 | 222.8 | 245.7 | 2 | 2007-04-01 | 222.8 | 245.7 | 268.8 | 292.6 | 316.5 | 341.1 | 365.9 | 391.1 | 416.5 | 442.5 | 468.7 | 495 | 521.5 | 2 | 2007-04-01 | 468.7 | 495 | 521.5 | 548.3 | 575.5 | 602.5 | 630.1 | 657.8 | 685.7 | 713.8 | 742.1 | 770.6 | 799.3 | 2
2007-05-01 | 1.9 | 3 | 4.1 | 5.2 | 6.6 | 8.4 | 11 | 14.1 | 17.5 | 21.9 | 27.4 | 33.2 | 39.9 | 0.03 | 2007-05-01 | 33.2 | 39.9 | 47.6 | 56 | 65.7 | 75.9 | 87.2 | 99 | 111.8 | 125.2 | 139.9 | 154.9 | 171.3 | 0.03 | 2007-05-01 | 139.9 | 154.9 | 171.3 | 188.5 | 206.7 | 226.1 | 246.5 | 268.2 | 290.7 | 314.4 | 338.5 | 363.1 | 388.4 | 0.03
2007-06-01 | 0 | 0 | 0 | 0 | 0 | 0 | 0.1 | 0.3 | 0.7 | 1.1 | 1.7 | 2.3 | 3.1 | 0.03 | 2007-06-01 | 2.3 | 3.1 | 3.9 | 5.4 | 7.4 | 10.1 | 14 | 18 | 23.4 | 29.6 | 36.7 | 45.1 | 55.4 | 0.03 | 2007-06-01 | 36.7 | 45.1 | 55.4 | 66.5 | 79.1 | 92.1 | 106.4 | 120.9 | 136.6 | 153.2 | 170.6 | 189.2 | 208.4 | 0.03
2007-07-01 | 0 | 0 | 0 | 0 | 0 | 0 | 0 | 0 | 0 | 0 | 0.1 | 0.4 | 0.8 | 0.1 | 2007-07-01 | 0.4 | 0.8 | 1.3 | 1.9 | 2.4 | 3.1 | 3.8 | 4.7 | 5.9 | 7.7 | 9.8 | 12.3 | 15.3 | 0.1 | 2007-07-01 | 9.8 | 12.3 | 15.3 | 19 | 23 | 28.6 | 35.5 | 43.6 | 53.7 | 64.9 | 77.9 | 91.9 | 108.2 | 0.1
2007-08-01 | 0 | 0 | 0 | 0 | 0 | 0 | 0 | 0 | 0 | 0.2 | 0.5 | 0.9 | 1.8 | 5 | 2007-08-01 | 0.9 | 1.8 | 2.6 | 3.6 | 4.9 | 6.6 | 8.4 | 10.6 | 12.8 | 15.5 | 18.7 | 22.3 | 26.7 | 5 | 2007-08-01 | 18.7 | 22.3 | 26.7 | 31.8 | 37.9 | 45.2 | 53.7 | 62.7 | 72.7 | 83.1 | 95.1 | 108 | 122.7 | 5
2007-09-01 | 0.7 | 1.1 | 1.7 | 2.5 | 3.5 | 4.8 | 6.2 | 8 | 10 | 12.6 | 15.7 | 19 | 22.8 | 0.2 | 2007-09-01 | 19 | 22.8 | 26.9 | 31 | 35.7 | 40.6 | 46.4 | 52.4 | 59.2 | 66.7 | 74.9 | 84.4 | 94.7 | 0.2 | 2007-09-01 | 74.9 | 84.4 | 94.7 | 106.6 | 120 | 134.4 | 150.8 | 167.7 | 184.8 | 202.6 | 221.4 | 241.1 | 261.5 | 0.2
2007-10-01 | 10.8 | 13.8 | 16.9 | 20.5 | 24.6 | 28.4 | 32.9 | 37.5 | 43.2 | 48.8 | 55.1 | 62 | 69.1 | 0.2 | 2007-10-01 | 62 | 69.1 | 76.7 | 85.1 | 94.4 | 105.3 | 117.6 | 131.4 | 146.8 | 164.1 | 182.8 | 202.5 | 223.1 | 0.2 | 2007-10-01 | 182.8 | 202.5 | 223.1 | 245.5 | 268.5 | 292.2 | 316.6 | 341.5 | 367 | 393.3 | 420 | 447.5 | 475.6 | 0.2
2007-11-01 | 95.4 | 110.2 | 126.3 | 143.6 | 162 | 182 | 203.5 | 225.8 | 249.3 | 273.1 | 297.7 | 322.8 | 348.6 | 0.2 | 2007-11-01 | 322.8 | 348.6 | 374.6 | 400.8 | 427.4 | 454.3 | 481.7 | 509.8 | 538.1 | 566.7 | 595.8 | 625 | 654.2 | 0.2 | 2007-11-01 | 595.8 | 625 | 654.2 | 683.9 | 713.5 | 743.5 | 773.4 | 803.4 | 833.5 | 863.5 | 893.6 | 923.6 | 953.7 | 0.2
2007-12-01 | 310.6 | 339.3 | 368.3 | 397.8 | 427.7 | 457.9 | 488.2 | 518.9 | 549.5 | 580.1 | 610.8 | 641.6 | 672.4 | 0.2 | 2007-12-01 | 641.6 | 672.4 | 703.3 | 734.2 | 765.1 | 796.1 | 827.1 | 858.1 | 889.1 | 920.1 | 951.1 | 982.1 | 1013.1 | 0.2 | 2007-12-01 | 951.1 | 982.1 | 1013.1 | 1044.1 | 1075.1 | 1106.1 | 1137.1 | 1168.1 | 1199.1 | 1230.1 | 1261.1 | 1292.1 | 1323.1 | 0.2
2008-01-01 | 303.8 | 329.4 | 355.9 | 382.5 | 409.9 | 437.4 | 465.2 | 493.5 | 521.8 | 550.6 | 579.9 | 609.4 | 639.1 | 0.03 | 2008-01-01 | 609.4 | 639.1 | 669 | 699.1 | 729.2 | 759.5 | 789.9 | 820.4 | 851 | 881.6 | 912.3 | 943.3 | 974.2 | 0.03 | 2008-01-01 | 912.3 | 943.3 | 974.2 | 1005.2 | 1036.2 | 1067.2 | 1098.2 | 1129.2 | 1160.2 | 1191.2 | 1222.2 | 1253.2 | 1284.2 | 0.03
2008-02-01 | 267.9 | 293.1 | 319.5 | 346.1 | 373.3 | 400.9 | 428.8 | 456.7 | 484.8 | 513 | 541.2 | 569.5 | 597.8 | 0.3 | 2008-02-01 | 569.5 | 597.8 | 626.2 | 654.6 | 683 | 711.5 | 739.9 | 768.4 | 797 | 825.6 | 854.4 | 883.2 | 912.2 | 0.3 | 2008-02-01 | 854.4 | 883.2 | 912.2 | 941.2 | 970.2 | 999.2 | 1028.2 | 1057.2 | 1086.2 | 1115.2 | 1144.2 | 1173.2 | 1202.2 | 0.3
2008-03-01 | 125.3 | 146.8 | 169.3 | 192.9 | 217.4 | 243.1 | 269.8 | 297.1 | 325.5 | 354.2 | 383.4 | 412.9 | 442.6 | 0.3 | 2008-03-01 | 412.9 | 442.6 | 472.5 | 502.8 | 533.2 | 563.7 | 594.5 | 625.2 | 656.2 | 687.2 | 718.1 | 749.1 | 780 | 0.3 | 2008-03-01 | 718.1 | 749.1 | 780 | 811 | 842 | 872.9 | 903.9 | 934.8 | 965.8 | 996.7 | 1027.7 | 1058.7 | 1089.6 | 0.3
2008-04-01 | 19.6 | 24.3 | 30.6 | 37.9 | 45.9 | 55.3 | 65.2 | 76.4 | 88.6 | 103.2 | 118.3 | 135.4 | 153.3 | 0.5 | 2008-04-01 | 135.4 | 153.3 | 172.3 | 192.2 | 212.9 | 234.3 | 255.9 | 278.1 | 301 | 324.3 | 348.6 | 373.1 | 398.3 | 0.5 | 2008-04-01 | 348.6 | 373.1 | 398.3 | 423.8 | 449.9 | 476.5 | 503.5 | 531 | 558.6 | 586.3 | 614.5 | 642.8 | 671.4 | 0.5
2008-05-01 | 2.8 | 3.4 | 4.2 | 5.2 | 6.6 | 8.9 | 11.5 | 15 | 20.1 | 26.2 | 33.4 | 41.9 | 52.1 | 0.3 | 2008-05-01 | 41.9 | 52.1 | 63.4 | 75.7 | 89.2 | 103.2 | 118.5 | 134.6 | 151.5 | 169.5 | 188.4 | 208.4 | 228.9 | 0.3 | 2008-05-01 | 188.4 | 208.4 | 228.9 | 250.4 | 272.6 | 295.3 | 319 | 344 | 369.9 | 396.3 | 423.8 | 451.4 | 480.2 | 0.3
2008-06-01 | 0 | 0 | 0 | 0 | 0 | 0 | 0 | 0 | 0 | 0.1 | 0.3 | 0.4 | 0.6 | 0.07 | 2008-06-01 | 0.4 | 0.6 | 1 | 1.5 | 2.1 | 3.2 | 4.5 | 6.3 | 9 | 12.8 | 17.6 | 24.4 | 32.5 | 0.07 | 2008-06-01 | 17.6 | 24.4 | 32.5 | 41.9 | 52.6 | 63.5 | 76 | 89.4 | 103.4 | 118.8 | 134.4 | 151.9 | 169.7 | 0.07
2008-07-01 | 0 | 0 | 0 | 0 | 0 | 0 | 0 | 0 | 0 | 0 | 0 | 0 | 0 | 0.1 | 2008-07-01 | 0 | 0 | 0 | 0 | 0 | 0 | 0 | 0 | 0 | 0.2 | 0.3 | 0.7 | 1.4 | 0.1 | 2008-07-01 | 0.3 | 0.7 | 1.4 | 2.7 | 4.8 | 8 | 12.5 | 18.3 | 25 | 33.4 | 43.1 | 54.3 | 67 | 0.1
2008-08-01 | 0 | 0 | 0 | 0 | 0 | 0 | 0 | 0 | 0 | 0 | 0 | 0 | 0.3 | 0.2 | 2008-08-01 | 0 | 0.3 | 0.5 | 1.5 | 2.2 | 3.4 | 4.8 | 6.5 | 8.8 | 11.5 | 14.4 | 18.1 | 23.1 | 0.2 | 2008-08-01 | 14.4 | 18.1 | 23.1 | 28.9 | 36.3 | 45.6 | 56.9 | 69.8 | 84.7 | 101.7 | 119.5 | 138.6 | 158.6 | 0.2
2008-09-01 | 0.1 | 0.2 | 0.5 | 1 | 1.7 | 2.8 | 4.1 | 5.8 | 7.8 | 10.1 | 13.2 | 16.3 | 19.7 | 0.3 | 2008-09-01 | 16.3 | 19.7 | 23.3 | 27.5 | 32 | 37.2 | 43.2 | 50 | 57.3 | 65.3 | 74.2 | 83.9 | 94.8 | 0.3 | 2008-09-01 | 74.2 | 83.9 | 94.8 | 106.7 | 120.2 | 135.2 | 151.7 | 170 | 190.3 | 211.3 | 233.1 | 255.6 | 279.5 | 0.3
2008-10-01 | 23.8 | 28.9 | 34.6 | 40.7 | 47.7 | 55.7 | 65.1 | 75.3 | 86.9 | 99.3 | 112.9 | 127.1 | 142.4 | 0.3 | 2008-10-01 | 127.1 | 142.4 | 159.1 | 175.9 | 193.9 | 212.4 | 231.9 | 252.1 | 273.7 | 296.4 | 319.8 | 344.2 | 369 | 0.3 | 2008-10-01 | 319.8 | 344.2 | 369 | 394.8 | 421.9 | 449.7 | 478 | 507.1 | 536.4 | 566.5 | 596.8 | 627.4 | 658.3 | 0.3
2008-11-01 | 123.8 | 137.4 | 151.8 | 166.9 | 182.5 | 199.1 | 216.5 | 234.8 | 254.1 | 274.2 | 295 | 316.7 | 338.4 | 0.3 | 2008-11-01 | 316.7 | 338.4 | 360.7 | 383.4 | 406.7 | 430.2 | 453.7 | 478.1 | 503.7 | 530.1 | 557.8 | 585.5 | 614 | 0.3 | 2008-11-01 | 557.8 | 585.5 | 614 | 642.6 | 671.6 | 701 | 730.3 | 760 | 789.7 | 819.6 | 849.7 | 879.7 | 909.8 | 0.3
2008-12-01 | 253.9 | 275.4 | 298.1 | 321 | 344.6 | 368.9 | 394.1 | 419.9 | 446.2 | 473.2 | 500.2 | 527.8 | 555.7 | 0.2 | 2008-12-01 | 527.8 | 555.7 | 584 | 612.4 | 641 | 669.7 | 698.8 | 727.8 | 756.9 | 786.4 | 816.1 | 846.1 | 876.4 | 0.2 | 2008-12-01 | 816.1 | 846.1 | 876.4 | 907.2 | 938.2 | 969.2 | 1000.2 | 1031.2 | 1062.2 | 1093.2 | 1124.2 | 1155.2 | 1186.2 | 0.2
2009-01-01 | 506.5 | 537.3 | 568.3 | 599.3 | 630.3 | 661.3 | 692.3 | 723.3 | 754.3 | 785.3 | 816.3 | 847.3 | 878.3 | 0.7 | 2009-01-01 | 847.3 | 878.3 | 909.3 | 940.3 | 971.3 | 1002.3 | 1033.3 | 1064.3 | 1095.3 | 1126.3 | 1157.3 | 1188.3 | 1219.3 | 0.7 | 2009-01-01 | 1157.3 | 1188.3 | 1219.3 | 1250.3 | 1281.3 | 1312.3 | 1343.3 | 1374.3 | 1405.3 | 1436.3 | 1467.3 | 1498.3 | 1529.3 | 0.7
2009-02-01 | 256.7 | 278.9 | 301.3 | 324.6 | 348.3 | 372.9 | 397.8 | 423.6 | 449.5 | 475.9 | 502.5 | 529.4 | 556.5 | 0.5 | 2009-02-01 | 529.4 | 556.5 | 583.5 | 610.8 | 638.1 | 665.6 | 693 | 720.7 | 748.4 | 776.2 | 804 | 831.8 | 859.8 | 0.5 | 2009-02-01 | 804 | 831.8 | 859.8 | 887.8 | 915.8 | 943.8 | 971.8 | 999.8 | 1027.8 | 1055.8 | 1083.8 | 1111.8 | 1139.8 | 0.5
2009-03-01 | 164.9 | 181.7 | 199.9 | 219.5 | 240.4 | 262.5 | 285.5 | 309.5 | 334.4 | 360 | 386.1 | 413.2 | 440.7 | 0.6 | 2009-03-01 | 413.2 | 440.7 | 468.8 | 497.2 | 526.1 | 555.6 | 585.2 | 615.1 | 645.1 | 675.2 | 705.5 | 736.3 | 767.2 | 0.6 | 2009-03-01 | 705.5 | 736.3 | 767.2 | 798.2 | 829.2 | 860.1 | 891.1 | 922 | 953 | 984 | 1014.9 | 1045.9 | 1076.8 | 0.6
2009-04-01 | 17.9 | 22.9 | 28 | 34.2 | 41.8 | 50.2 | 59.7 | 70.3 | 82.3 | 95.4 | 109.6 | 124.4 | 140.3 | 0.5 | 2009-04-01 | 124.4 | 140.3 | 156.9 | 175 | 193.6 | 213.9 | 235.1 | 257.2 | 279.7 | 303 | 327 | 351.4 | 376.5 | 0.5 | 2009-04-01 | 327 | 351.4 | 376.5 | 402.3 | 428.1 | 454.6 | 481.4 | 508.4 | 535.3 | 562.9 | 590.4 | 618.4 | 646.8 | 0.5
2009-05-01 | 0 | 0.1 | 0.2 | 0.5 | 0.8 | 1.7 | 2.6 | 3.8 | 5.2 | 7.4 | 10.2 | 14.1 | 19.3 | 0.2 | 2009-05-01 | 14.1 | 19.3 | 26 | 34 | 43.4 | 53.8 | 64.9 | 77 | 90 | 103.8 | 118.8 | 135.5 | 153.4 | 0.2 | 2009-05-01 | 118.8 | 135.5 | 153.4 | 172.8 | 193.3 | 216 | 239.1 | 263.4 | 288.5 | 314.3 | 340.6 | 367.1 | 394.4 | 0.2
2009-06-01 | 0 | 0 | 0 | 0.1 | 0.2 | 0.4 | 0.6 | 0.9 | 1.4 | 1.9 | 2.3 | 3 | 3.7 | 0.07 | 2009-06-01 | 3 | 3.7 | 4.3 | 5.1 | 6.3 | 7.8 | 10.1 | 14.2 | 19.1 | 25.7 | 33.5 | 42.2 | 52.5 | 0.07 | 2009-06-01 | 33.5 | 42.2 | 52.5 | 65.2 | 80.2 | 97.2 | 116.1 | 136.6 | 158.6 | 181.5 | 205.7 | 230.5 | 256 | 0.07
2009-07-01 | 0 | 0 | 0 | 0 | 0 | 0 | 0 | 0 | 0 | 0 | 0 | 0.1 | 0.2 | 0 | 2009-07-01 | 0.1 | 0.2 | 0.4 | 0.6 | 0.9 | 1.6 | 2.4 | 3.6 | 5.5 | 8.1 | 11.3 | 15.7 | 21.1 | 0 | 2009-07-01 | 11.3 | 15.7 | 21.1 | 28.2 | 36.4 | 46.9 | 58.7 | 71.9 | 86 | 101 | 117.7 | 135 | 153.5 | 0
2009-08-01 | 0 | 0 | 0 | 0 | 0 | 0 | 0 | 0 | 0 | 0 | 0 | 0 | 0 | 0.2 | 2009-08-01 | 0 | 0 | 0 | 0 | 0.3 | 0.6 | 1.5 | 3 | 4.9 | 7.8 | 11.3 | 15 | 19.2 | 0.2 | 2009-08-01 | 11.3 | 15 | 19.2 | 23.8 | 28.8 | 34.6 | 41.1 | 47.9 | 55.9 | 65.9 | 76.7 | 88.6 | 101.8 | 0.2
2009-09-01 | 0.4 | 0.8 | 1.3 | 1.9 | 2.6 | 3.4 | 4.3 | 5.6 | 7.3 | 9.4 | 12.3 | 15.9 | 20 | 0.2 | 2009-09-01 | 15.9 | 20 | 25 | 30.8 | 37.4 | 45.5 | 54.2 | 63.7 | 74.9 | 86.4 | 99.5 | 113.7 | 129.6 | 0.2 | 2009-09-01 | 99.5 | 113.7 | 129.6 | 146.5 | 164.5 | 184.4 | 204.7 | 226.2 | 248.9 | 272.1 | 295.9 | 320.2 | 345.2 | 0.2
2009-10-01 | 18.2 | 22.6 | 28.1 | 34.7 | 41.3 | 49.1 | 57.6 | 67.3 | 78.9 | 91.8 | 105.7 | 121.3 | 137.7 | 0.06 | 2009-10-01 | 121.3 | 137.7 | 155.9 | 174.7 | 194.4 | 215.4 | 237.7 | 260.8 | 284.1 | 308.8 | 333.9 | 360.1 | 386.6 | 0.06 | 2009-10-01 | 333.9 | 360.1 | 386.6 | 413.6 | 441.7 | 470.4 | 499.4 | 529 | 558.8 | 589 | 619.5 | 650.2 | 680.8 | 0.06
2009-11-01 | 25.8 | 31.5 | 38.3 | 45.8 | 54.7 | 64.5 | 75.9 | 89.4 | 104.6 | 121.2 | 139.7 | 159.8 | 181.5 | 0.03 | 2009-11-01 | 159.8 | 181.5 | 204.7 | 228.8 | 254 | 279.6 | 306.1 | 332.7 | 360 | 388.3 | 417 | 445.5 | 474.4 | 0.03 | 2009-11-01 | 417 | 445.5 | 474.4 | 503.4 | 532.7 | 562.3 | 591.9 | 621.6 | 651.5 | 681.4 | 711.5 | 741.5 | 771.6 | 0.03
2009-12-01 | 297 | 322.4 | 348.5 | 375.1 | 402.5 | 430.3 | 458.4 | 486.7 | 515.3 | 543.9 | 572.9 | 602.1 | 631.5 | 0.2 | 2009-12-01 | 602.1 | 631.5 | 660.9 | 690.8 | 720.8 | 751 | 781.2 | 811.5 | 841.9 | 872.3 | 902.7 | 933.2 | 963.8 | 0.2 | 2009-12-01 | 902.7 | 933.2 | 963.8 | 994.4 | 1025 | 1055.7 | 1086.4 | 1117.2 | 1148 | 1179 | 1210 | 1241 | 1272 | 0.2
2010-01-01 | 370.1 | 398.5 | 427.5 | 456.9 | 486.4 | 516.2 | 546.1 | 576.2 | 606.3 | 636.6 | 666.9 | 697.2 | 727.7 | 0.1 | 2010-01-01 | 697.2 | 727.7 | 758.1 | 788.7 | 819.4 | 850.2 | 881 | 911.9 | 942.9 | 973.9 | 1004.9 | 1035.9 | 1066.9 | 0.1 | 2010-01-01 | 1004.9 | 1035.9 | 1066.9 | 1097.9 | 1128.9 | 1159.9 | 1190.9 | 1221.9 | 1252.9 | 1283.9 | 1314.9 | 1345.9 | 1376.9 | 0.1
2010-02-01 | 221.4 | 246.1 | 271.6 | 297.3 | 323.6 | 350.3 | 377.3 | 404.6 | 432 | 459.8 | 487.7 | 515.6 | 543.6 | 0.1 | 2010-02-01 | 515.6 | 543.6 | 571.6 | 599.6 | 627.6 | 655.6 | 683.6 | 711.6 | 739.6 | 767.6 | 795.6 | 823.6 | 851.6 | 0.1 | 2010-02-01 | 795.6 | 823.6 | 851.6 | 879.6 | 907.6 | 935.6 | 963.6 | 991.6 | 1019.6 | 1047.6 | 1075.6 | 1103.6 | 1131.6 | 0.1
2010-03-01 | 50.3 | 60.5 | 73.1 | 87.5 | 102.9 | 120 | 138.7 | 158.8 | 180.3 | 203 | 227 | 251.8 | 277.2 | 0.1 | 2010-03-01 | 251.8 | 277.2 | 303 | 329.9 | 356.7 | 384.3 | 412.1 | 440.7 | 469.5 | 498.4 | 527.6 | 557.1 | 586.5 | 0.1 | 2010-03-01 | 527.6 | 557.1 | 586.5 | 615.9 | 645.7 | 675.6 | 705.7 | 736.2 | 766.5 | 797 | 827.5 | 858.3 | 889.2 | 0.1
2010-04-01 | 5 | 7.3 | 10.7 | 15.8 | 21.7 | 28.5 | 36.4 | 44.8 | 54.2 | 64.7 | 77.1 | 90.3 | 105 | 0.3 | 2010-04-01 | 90.3 | 105 | 120.6 | 136.8 | 154.4 | 172.4 | 191.5 | 211.2 | 232.3 | 253.8 | 276.5 | 300 | 323.6 | 0.3 | 2010-04-01 | 276.5 | 300 | 323.6 | 348.5 | 374 | 399.9 | 426.2 | 453 | 480.3 | 508 | 536 | 564.5 | 593 | 0.3
2010-05-01 | 1.6 | 2.2 | 3 | 4 | 5.4 | 6.7 | 8.4 | 10.2 | 12.2 | 14.7 | 17.9 | 21.5 | 25.7 | 0.5 | 2010-05-01 | 21.5 | 25.7 | 30.7 | 36.8 | 43.8 | 52.3 | 61.6 | 72.4 | 83.8 | 96.6 | 110.1 | 124.3 | 139.4 | 0.5 | 2010-05-01 | 110.1 | 124.3 | 139.4 | 155.6 | 172.3 | 189.9 | 208.3 | 227.5 | 247.4 | 268.3 | 289.7 | 312.3 | 335.5 | 0.5
2010-06-01 | 0 | 0 | 0 | 0 | 0 | 0 | 0 | 0 | 0.1 | 0.2 | 0.4 | 0.8 | 1.2 | 0.2 | 2010-06-01 | 0.8 | 1.2 | 1.7 | 2.3 | 3.2 | 4.5 | 6.4 | 9 | 12.2 | 16 | 20.4 | 25.7 | 31.5 | 0.2 | 2010-06-01 | 20.4 | 25.7 | 31.5 | 38.3 | 45.8 | 54.6 | 64.6 | 75.9 | 88.2 | 101.9 | 116.1 | 132.7 | 150.3 | 0.2
2010-07-01 | 0 | 0 | 0 | 0 | 0 | 0 | 0 | 0 | 0 | 0 | 0 | 0 | 0 | 0.4 | 2010-07-01 | 0 | 0 | 0.1 | 0.3 | 0.6 | 1.1 | 1.8 | 2.6 | 3.7 | 5 | 6.4 | 7.9 | 9.7 | 0.4 | 2010-07-01 | 6.4 | 7.9 | 9.7 | 12 | 14.6 | 17.7 | 21.4 | 25.2 | 30.1 | 35.6 | 43 | 50.7 | 59.9 | 0.4
2010-08-01 | 0 | 0 | 0 | 0 | 0 | 0 | 0 | 0 | 0 | 0 | 0 | 0 | 0.1 | 0.3 | 2010-08-01 | 0 | 0.1 | 0.4 | 0.8 | 1.4 | 2.5 | 3.6 | 5.1 | 6.9 | 9.3 | 11.7 | 14.7 | 18.3 | 0.3 | 2010-08-01 | 11.7 | 14.7 | 18.3 | 22.4 | 28.2 | 35.3 | 43.6 | 52.9 | 63.3 | 74.3 | 86.5 | 99.4 | 113.1 | 0.3
2010-09-01 | 0 | 0 | 0 | 0.1 | 0.4 | 0.7 | 1.1 | 1.6 | 2.2 | 2.8 | 3.5 | 4.5 | 6 | 0 | 2010-09-01 | 4.5 | 6 | 7.8 | 10.2 | 12.7 | 15.5 | 19.3 | 23.3 | 28.7 | 34.9 | 42.3 | 50.9 | 60.8 | 0 | 2010-09-01 | 42.3 | 50.9 | 60.8 | 71.4 | 83.8 | 96.9 | 111.2 | 127 | 144 | 161.3 | 180 | 199.6 | 220.2 | 0
2010-10-01 | 9.8 | 13.7 | 18.1 | 23.2 | 28.9 | 35.2 | 42.4 | 50 | 58.6 | 68.5 | 79.4 | 91.4 | 104.8 | 0.1 | 2010-10-01 | 91.4 | 104.8 | 119.5 | 135.2 | 152.1 | 170 | 189.8 | 211.4 | 234.5 | 258.1 | 282.7 | 307.6 | 332.8 | 0.1 | 2010-10-01 | 282.7 | 307.6 | 332.8 | 359.1 | 385.8 | 413.3 | 441.4 | 469.7 | 498.5 | 527.5 | 556.9 | 586.5 | 616.2 | 0.1
2010-11-01 | 69.6 | 80.4 | 92.6 | 105.8 | 120 | 135.5 | 151.9 | 169.6 | 189 | 210 | 232.1 | 255.5 | 279.9 | 0.07 | 2010-11-01 | 255.5 | 279.9 | 305.5 | 332.2 | 359.4 | 387.3 | 415.2 | 443.9 | 472.7 | 501.9 | 531.4 | 560.9 | 590.5 | 0.07 | 2010-11-01 | 531.4 | 560.9 | 590.5 | 620.1 | 650 | 679.9 | 709.8 | 739.9 | 769.9 | 800 | 830 | 860 | 890.1 | 0.07
2010-12-01 | 309.4 | 336.5 | 363.8 | 391.4 | 419 | 447 | 475.1 | 503.6 | 532.3 | 561.1 | 590.1 | 619.1 | 648.4 | 0.2 | 2010-12-01 | 619.1 | 648.4 | 677.9 | 707.6 | 737.9 | 768.5 | 799.2 | 830.1 | 861.1 | 892.1 | 923.1 | 954.1 | 985.1 | 0.2 | 2010-12-01 | 923.1 | 954.1 | 985.1 | 1016.1 | 1047.1 | 1078.1 | 1109.1 | 1140.1 | 1171.1 | 1202.1 | 1233.1 | 1264.1 | 1295.1 | 0.2
2011-01-01 | 473.6 | 503.1 | 532.6 | 562.2 | 591.8 | 621.6 | 651.4 | 681.3 | 711.7 | 742.1 | 772.8 | 803.6 | 834.4 | 0.03 | 2011-01-01 | 803.6 | 834.4 | 865.3 | 896.1 | 926.9 | 957.8 | 988.6 | 1019.6 | 1050.6 | 1081.6 | 1112.6 | 1143.6 | 1174.6 | 0.03 | 2011-01-01 | 1112.6 | 1143.6 | 1174.6 | 1205.6 | 1236.6 | 1267.6 | 1298.6 | 1329.6 | 1360.6 | 1391.6 | 1422.6 | 1453.6 | 1484.6 | 0.03
2011-02-01 | 336.2 | 360.9 | 385.9 | 411.9 | 438.1 | 464.3 | 490.7 | 517.4 | 544 | 570.8 | 597.7 | 624.6 | 651.8 | 0.04 | 2011-02-01 | 624.6 | 651.8 | 679.1 | 706.7 | 734.2 | 761.9 | 789.7 | 817.5 | 845.5 | 873.5 | 901.5 | 929.5 | 957.5 | 0.04 | 2011-02-01 | 901.5 | 929.5 | 957.5 | 985.5 | 1013.5 | 1041.5 | 1069.5 | 1097.5 | 1125.5 | 1153.5 | 1181.5 | 1209.5 | 1237.5 | 0.04
2011-03-01 | 141.9 | 160.9 | 181.7 | 203.3 | 225.4 | 249 | 273 | 298.2 | 323.7 | 350.3 | 377.2 | 404.8 | 432.8 | 0.03 | 2011-03-01 | 404.8 | 432.8 | 461.3 | 490.2 | 519.5 | 549.1 | 578.9 | 609.1 | 639.4 | 669.8 | 700.3 | 730.8 | 761.3 | 0.03 | 2011-03-01 | 700.3 | 730.8 | 761.3 | 791.8 | 822.6 | 853.2 | 884 | 914.8 | 945.5 | 976.4 | 1007.3 | 1038.3 | 1069.3 | 0.03
2011-04-01 | 21.6 | 26.4 | 32.1 | 38.2 | 45 | 53.5 | 64 | 76.3 | 88.9 | 103.2 | 118.7 | 134.7 | 151.9 | 0.03 | 2011-04-01 | 134.7 | 151.9 | 170 | 188.8 | 208.9 | 229.8 | 251.6 | 273.6 | 297 | 320.9 | 345.6 | 370.5 | 395.8 | 0.03 | 2011-04-01 | 345.6 | 370.5 | 395.8 | 421.6 | 448.2 | 474.9 | 502.3 | 530 | 557.9 | 586.1 | 614.7 | 643.2 | 672.2 | 0.03
2011-05-01 | 0.4 | 0.7 | 1.2 | 1.8 | 2.3 | 3.1 | 4.3 | 5.8 | 7.6 | 9.9 | 13.3 | 18.8 | 25.5 | 0 | 2011-05-01 | 18.8 | 25.5 | 33.9 | 43.3 | 54.6 | 66.4 | 79.4 | 93.6 | 109.4 | 125.9 | 143.5 | 162.3 | 181.9 | 0 | 2011-05-01 | 143.5 | 162.3 | 181.9 | 202.5 | 223.7 | 245.5 | 268.1 | 291.3 | 315 | 339.9 | 365.3 | 391.4 | 418 | 0
2011-06-01 | 0 | 0 | 0 | 0.1 | 0.2 | 0.4 | 0.6 | 1 | 1.5 | 2 | 2.5 | 3.2 | 4.2 | 0 | 2011-06-01 | 3.2 | 4.2 | 5.3 | 6.8 | 8.8 | 11.6 | 15.4 | 20.3 | 26.3 | 33.3 | 41 | 49.5 | 59.8 | 0 | 2011-06-01 | 41 | 49.5 | 59.8 | 70.8 | 83 | 96.9 | 112.2 | 128.2 | 145.3 | 164.1 | 183.5 | 204.2 | 225.7 | 0
2011-07-01 | 0 | 0 | 0 | 0 | 0 | 0 | 0 | 0 | 0 | 0 | 0 | 0 | 0 | 0.03 | 2011-07-01 | 0 | 0 | 0 | 0 | 0 | 0 | 0.2 | 0.6 | 1 | 1.7 | 2.8 | 4 | 5.8 | 0.03 | 2011-07-01 | 2.8 | 4 | 5.8 | 8 | 10.9 | 14.8 | 19.7 | 25.4 | 32.2 | 40.1 | 48.8 | 58.9 | 70.4 | 0.03
2011-08-01 | 0 | 0 | 0 | 0 | 0 | 0 | 0 | 0 | 0 | 0 | 0 | 0 | 0 | 0.1 | 2011-08-01 | 0 | 0 | 0 | 0 | 0 | 0.1 | 0.4 | 1.1 | 1.9 | 3.4 | 5.1 | 7.7 | 10.7 | 0.1 | 2011-08-01 | 5.1 | 7.7 | 10.7 | 14.4 | 18.9 | 24.4 | 30.7 | 38.8 | 48.1 | 59.2 | 71.2 | 85.6 | 100.9 | 0.1
2011-09-01 | 0 | 0 | 0.1 | 0.3 | 0.7 | 1.3 | 2 | 2.7 | 3.7 | 4.8 | 6.3 | 8 | 9.9 | 0 | 2011-09-01 | 8 | 9.9 | 12.1 | 14.6 | 17.4 | 20.5 | 23.9 | 27.5 | 31.5 | 36.6 | 42.3 | 49.9 | 58.3 | 0 | 2011-09-01 | 42.3 | 49.9 | 58.3 | 68.8 | 80.4 | 93.5 | 108.2 | 123.7 | 140.6 | 158.8 | 178.4 | 199 | 220.5 | 0
2011-10-01 | 18.4 | 22.5 | 27.5 | 32.9 | 39 | 45.2 | 52.2 | 59.2 | 67.1 | 75.9 | 85.2 | 95.2 | 106.1 | 0 | 2011-10-01 | 95.2 | 106.1 | 118.2 | 131.3 | 145.1 | 159.9 | 175.6 | 193.5 | 212.9 | 234.5 | 257.8 | 282.4 | 307.3 | 0 | 2011-10-01 | 257.8 | 282.4 | 307.3 | 334.2 | 361.6 | 389.7 | 417.9 | 447 | 476.2 | 505.8 | 535.7 | 565.6 | 595.6 | 0
2011-11-01 | 45.7 | 53.1 | 61.4 | 70.6 | 80.7 | 91 | 102.6 | 115.3 | 129.1 | 143.8 | 159.2 | 176.2 | 193.9 | 0.1 | 2011-11-01 | 176.2 | 193.9 | 212.4 | 231.8 | 252.5 | 274.2 | 296.7 | 319.7 | 344 | 369.2 | 395.5 | 422.1 | 449.6 | 0.1 | 2011-11-01 | 395.5 | 422.1 | 449.6 | 477.4 | 505.5 | 534.2 | 563.2 | 592.5 | 622.1 | 651.9 | 681.7 | 711.7 | 741.8 | 0.1
2011-12-01 | 154.7 | 172.2 | 190.8 | 210.7 | 231.8 | 254.3 | 277.5 | 301.5 | 326.7 | 352.2 | 378.4 | 405 | 432.2 | 0 | 2011-12-01 | 405 | 432.2 | 460 | 488.1 | 517.1 | 546.3 | 575.9 | 605.5 | 635.4 | 665.8 | 696.4 | 727.1 | 757.9 | 0 | 2011-12-01 | 696.4 | 727.1 | 757.9 | 788.8 | 819.8 | 850.8 | 881.8 | 912.8 | 943.8 | 974.8 | 1005.8 | 1036.8 | 1067.8 | 0
2012-01-01 | 254.3 | 278.5 | 303.9 | 330.4 | 357.1 | 384.7 | 413.2 | 441.8 | 470.6 | 499.8 | 529.5 | 559.6 | 589.9 | 0 | 2012-01-01 | 559.6 | 589.9 | 620.2 | 650.9 | 681.5 | 712.2 | 743.1 | 773.9 | 804.8 | 835.7 | 866.7 | 897.7 | 928.7 | 0 | 2012-01-01 | 866.7 | 897.7 | 928.7 | 959.7 | 990.7 | 1021.7 | 1052.7 | 1083.7 | 1114.7 | 1145.7 | 1176.7 | 1207.7 | 1238.7 | 0
2012-02-01 | 162.3 | 182.4 | 203.6 | 226.4 | 249.8 | 274.1 | 299.3 | 325.1 | 351.9 | 379 | 406.3 | 434.3 | 462.4 | 0.03 | 2012-02-01 | 434.3 | 462.4 | 490.7 | 519.2 | 547.9 | 576.6 | 605.4 | 634.3 | 663.2 | 692.2 | 721.2 | 750.2 | 779.2 | 0.03 | 2012-02-01 | 721.2 | 750.2 | 779.2 | 808.2 | 837.2 | 866.2 | 895.2 | 924.2 | 953.2 | 982.2 | 1011.2 | 1040.2 | 1069.2 | 0.03
2012-03-01 | 69.9 | 80.8 | 93.8 | 107.2 | 122.1 | 137.8 | 154.7 | 172.9 | 191.9 | 211.4 | 231.9 | 253 | 274.9 | 0 | 2012-03-01 | 253 | 274.9 | 297.5 | 320.7 | 344 | 367.3 | 391.1 | 415.8 | 440.1 | 465.4 | 490.7 | 516.6 | 543 | 0 | 2012-03-01 | 490.7 | 516.6 | 543 | 569.5 | 596.4 | 624.1 | 651.6 | 679.3 | 707.5 | 735.9 | 764.3 | 793.1 | 822.2 | 0
2012-04-01 | 15.6 | 19.3 | 24.3 | 29.9 | 36.1 | 43.5 | 51.9 | 61.8 | 72.2 | 83.7 | 96.3 | 110.3 | 125.5 | 0.03 | 2012-04-01 | 110.3 | 125.5 | 141.8 | 159.3 | 177.8 | 197.2 | 217.7 | 239.1 | 261.5 | 284.8 | 308.4 | 332.6 | 357.8 | 0.03 | 2012-04-01 | 308.4 | 332.6 | 357.8 | 383.5 | 409.5 | 436 | 462.7 | 489.6 | 516.8 | 544.2 | 572 | 599.9 | 627.9 | 0.03
2012-05-01 | 0 | 0 | 0.1 | 0.3 | 0.5 | 0.8 | 1.3 | 2.3 | 4.2 | 6.9 | 10.4 | 14.6 | 19.3 | 0.06 | 2012-05-01 | 14.6 | 19.3 | 25.4 | 32.1 | 39.6 | 48.2 | 57.7 | 67.8 | 78.7 | 90.4 | 103.6 | 117 | 131.8 | 0.06 | 2012-05-01 | 103.6 | 117 | 131.8 | 148.2 | 166.6 | 186.6 | 207.7 | 230.1 | 253.1 | 277.2 | 302 | 327.4 | 353.4 | 0.06
2012-06-01 | 0 | 0 | 0 | 0 | 0 | 0 | 0 | 0 | 0 | 0.1 | 0.3 | 0.6 | 1.9 | 0.07 | 2012-06-01 | 0.6 | 1.9 | 3.8 | 6.8 | 10.2 | 14.2 | 18.9 | 24.5 | 30.5 | 37.9 | 46.2 | 55.8 | 66.2 | 0.07 | 2012-06-01 | 46.2 | 55.8 | 66.2 | 77.8 | 90.6 | 105.1 | 120.6 | 137.2 | 154.7 | 173.4 | 193.5 | 214.7 | 236.8 | 0.07
2012-07-01 | 0 | 0 | 0 | 0 | 0 | 0 | 0 | 0 | 0 | 0 | 0 | 0 | 0 | 0.1 | 2012-07-01 | 0 | 0 | 0.1 | 0.2 | 0.4 | 0.7 | 1.2 | 1.7 | 2.3 | 3.6 | 4.8 | 6.5 | 8.2 | 0.1 | 2012-07-01 | 4.8 | 6.5 | 8.2 | 10.4 | 13.6 | 17.2 | 21.6 | 27 | 33.7 | 41.4 | 50.4 | 60.8 | 72.3 | 0.1
2012-08-01 | 0 | 0 | 0 | 0 | 0 | 0 | 0 | 0 | 0 | 0 | 0 | 0 | 0 | 0.03 | 2012-08-01 | 0 | 0 | 0 | 0.1 | 0.2 | 0.3 | 0.9 | 1.5 | 2.5 | 3.8 | 5.5 | 7.4 | 9.8 | 0.03 | 2012-08-01 | 5.5 | 7.4 | 9.8 | 13.2 | 16.9 | 21.3 | 26.5 | 32.9 | 40.4 | 48.8 | 57.8 | 68.8 | 81.1 | 0.03
2012-09-01 | 0 | 0.1 | 0.3 | 0.8 | 1.5 | 2.4 | 3.8 | 5.5 | 7.4 | 9.9 | 12.9 | 16.1 | 19.7 | 0 | 2012-09-01 | 16.1 | 19.7 | 23.7 | 28.2 | 33.1 | 38.9 | 46 | 54.2 | 63.3 | 73.2 | 83.8 | 95.1 | 107.4 | 0 | 2012-09-01 | 83.8 | 95.1 | 107.4 | 120.9 | 135.2 | 151.2 | 168.6 | 186.6 | 206 | 226.5 | 248.2 | 270.5 | 293.9 | 0
2012-10-01 | 5.6 | 6.9 | 8.5 | 10.4 | 13 | 16 | 19.9 | 24.7 | 29.8 | 36.1 | 43.4 | 51.5 | 60.9 | 0.2 | 2012-10-01 | 51.5 | 60.9 | 71.6 | 83.9 | 97.1 | 111.9 | 128.9 | 146.7 | 165.2 | 184.9 | 205.4 | 227.3 | 250.7 | 0.2 | 2012-10-01 | 205.4 | 227.3 | 250.7 | 276.3 | 302.9 | 329.9 | 357.9 | 386.6 | 416.1 | 445.7 | 475.6 | 505.5 | 535.4 | 0.2
2012-11-01 | 107 | 124.4 | 142.3 | 161.2 | 181.1 | 201.6 | 222.9 | 245.5 | 268.9 | 293.2 | 318.6 | 344.4 | 371.1 | 0 | 2012-11-01 | 344.4 | 371.1 | 398.6 | 426.1 | 454.1 | 482.4 | 511.2 | 540.1 | 569 | 598 | 626.9 | 656 | 685.1 | 0 | 2012-11-01 | 626.9 | 656 | 685.1 | 714.3 | 744 | 773.5 | 803.5 | 833.3 | 863.3 | 893.3 | 923.3 | 953.4 | 983.4 | 0
2012-12-01 | 173.1 | 194 | 215.7 | 238.9 | 263.3 | 288.9 | 315 | 342.1 | 369.9 | 397.9 | 426.2 | 454.8 | 483.9 | 0.2 | 2012-12-01 | 454.8 | 483.9 | 513.2 | 542.8 | 572.5 | 602.5 | 632.8 | 663.2 | 693.7 | 724.6 | 755.6 | 786.6 | 817.6 | 0.2 | 2012-12-01 | 755.6 | 786.6 | 817.6 | 848.6 | 879.6 | 910.6 | 941.6 | 972.6 | 1003.6 | 1034.6 | 1065.6 | 1096.6 | 1127.6 | 0.2
2013-01-01 | 330.2 | 353.8 | 378.7 | 404.7 | 431.1 | 458.3 | 485.5 | 513.4 | 541.4 | 570.1 | 598.7 | 627.6 | 656.5 | 0.03 | 2013-01-01 | 627.6 | 656.5 | 685.8 | 715.4 | 745.2 | 775 | 805 | 834.9 | 865 | 895.3 | 925.6 | 956 | 986.9 | 0.03 | 2013-01-01 | 925.6 | 956 | 986.9 | 1017.9 | 1048.9 | 1079.9 | 1110.9 | 1141.9 | 1172.9 | 1203.9 | 1234.9 | 1265.9 | 1296.9 | 0.03
2013-02-01 | 267.1 | 292.5 | 318.5 | 345.1 | 372.1 | 399.4 | 426.8 | 454.5 | 482.3 | 510.2 | 538.2 | 566.2 | 594.2 | 0.07 | 2013-02-01 | 566.2 | 594.2 | 622.2 | 650.2 | 678.2 | 706.2 | 734.2 | 762.2 | 790.2 | 818.2 | 846.2 | 874.2 | 902.2 | 0.07 | 2013-02-01 | 846.2 | 874.2 | 902.2 | 930.2 | 958.2 | 986.2 | 1014.2 | 1042.2 | 1070.2 | 1098.2 | 1126.2 | 1154.2 | 1182.2 | 0.07
2013-03-01 | 144.4 | 166.3 | 190.1 | 214.4 | 239.5 | 265.1 | 291.5 | 318.4 | 345.6 | 373.3 | 401.5 | 429.8 | 458.3 | 0.1 | 2013-03-01 | 429.8 | 458.3 | 487.7 | 517.1 | 546.7 | 577 | 607.3 | 637.9 | 668.8 | 699.7 | 730.7 | 761.7 | 792.6 | 0.1 | 2013-03-01 | 730.7 | 761.7 | 792.6 | 823.6 | 854.5 | 885.5 | 916.4 | 947.4 | 978.4 | 1009.3 | 1040.3 | 1071.2 | 1102.2 | 0.1
2013-04-01 | 29.8 | 36.8 | 44.7 | 53.7 | 63.3 | 74 | 85.6 | 98.2 | 112.2 | 127.1 | 143.2 | 160.4 | 178.4 | 0.03 | 2013-04-01 | 160.4 | 178.4 | 197.2 | 217.6 | 238.6 | 260.1 | 283 | 306.5 | 331 | 355.7 | 381.1 | 406.8 | 433.2 | 0.03 | 2013-04-01 | 381.1 | 406.8 | 433.2 | 460.1 | 487.6 | 515.2 | 543.4 | 571.9 | 601 | 630.1 | 659.6 | 689.1 | 718.8 | 0.03
2013-05-01 | 4.2 | 5.8 | 7.8 | 10.8 | 14.1 | 18.1 | 22.6 | 27.6 | 33.2 | 39.1 | 45.8 | 52.7 | 60.7 | 0.03 | 2013-05-01 | 52.7 | 60.7 | 69.5 | 78.7 | 88.8 | 100 | 112 | 124.8 | 139.4 | 155.4 | 172.3 | 190.3 | 209.1 | 0.03 | 2013-05-01 | 172.3 | 190.3 | 209.1 | 228.3 | 249.1 | 270.6 | 293.5 | 317.2 | 341.7 | 366.9 | 393.3 | 419.9 | 447.2 | 0.03
2013-06-01 | 0 | 0 | 0 | 0 | 0 | 0 | 0 | 0 | 0 | 0.1 | 0.4 | 0.7 | 1.2 | 0 | 2013-06-01 | 0.7 | 1.2 | 1.9 | 2.8 | 4.2 | 6.6 | 9.6 | 13.6 | 18.7 | 25.3 | 32.7 | 40.3 | 49.7 | 0 | 2013-06-01 | 32.7 | 40.3 | 49.7 | 59.7 | 70.1 | 81.6 | 93.9 | 107.4 | 121.5 | 136.7 | 153.1 | 170.8 | 189.8 | 0
2013-07-01 | 0 | 0 | 0 | 0 | 0 | 0 | 0 | 0 | 0 | 0 | 0 | 0 | 0 | 0.1 | 2013-07-01 | 0 | 0 | 0 | 0 | 0 | 0 | 0 | 0 | 0 | 0.1 | 0.5 | 1.4 | 2.8 | 0.1 | 2013-07-01 | 0.5 | 1.4 | 2.8 | 4.6 | 7 | 9.9 | 13 | 17 | 22.3 | 28.6 | 35.9 | 44.8 | 54.8 | 0.1
2013-08-01 | 0 | 0 | 0 | 0 | 0 | 0 | 0 | 0 | 0 | 0 | 0 | 0.2 | 0.5 | 0.6 | 2013-08-01 | 0.2 | 0.5 | 0.8 | 1.5 | 2.6 | 4 | 5.9 | 8.2 | 10.6 | 13.8 | 17.7 | 22.1 | 27.3 | 0.6 | 2013-08-01 | 17.7 | 22.1 | 27.3 | 33.4 | 40.4 | 48.6 | 58 | 69.4 | 82 | 95.4 | 110.3 | 126 | 143.3 | 0.6
2013-09-01 | 0.1 | 0.3 | 0.8 | 1.5 | 2.5 | 3.7 | 5.8 | 8.4 | 11.3 | 14.9 | 19.2 | 24.3 | 30.4 | 0.03 | 2013-09-01 | 24.3 | 30.4 | 36.6 | 43.8 | 51 | 59 | 68.7 | 78.5 | 89.6 | 101.1 | 113.6 | 126.8 | 140.8 | 0.03 | 2013-09-01 | 113.6 | 126.8 | 140.8 | 155.9 | 172.1 | 188.7 | 206.3 | 225 | 244.5 | 265.1 | 286.3 | 308.7 | 331.9 | 0.03
2013-10-01 | 26.6 | 31.5 | 36.7 | 42.6 | 48.8 | 55.7 | 63.9 | 72 | 81.3 | 91.1 | 102.4 | 114.2 | 127.4 | 0.03 | 2013-10-01 | 114.2 | 127.4 | 141.6 | 156.8 | 173.1 | 190.4 | 208.7 | 227.7 | 248.2 | 270.1 | 292.7 | 316.5 | 341.5 | 0.03 | 2013-10-01 | 292.7 | 316.5 | 341.5 | 367.5 | 394.1 | 421.1 | 449.2 | 477.6 | 506.6 | 535.7 | 565 | 594.3 | 623.9 | 0.03
2013-11-01 | 134.3 | 148.9 | 165 | 182.1 | 200.5 | 220.2 | 240.1 | 261.2 | 283.1 | 306.1 | 329.9 | 353.9 | 378.6 | 0 | 2013-11-01 | 353.9 | 378.6 | 403.8 | 429 | 455 | 481.1 | 507.8 | 534.4 | 561.6 | 588.8 | 615.8 | 643.6 | 671.7 | 0 | 2013-11-01 | 615.8 | 643.6 | 671.7 | 700.1 | 729.2 | 758.3 | 787.7 | 817.5 | 847.4 | 877.3 | 907.2 | 937.3 | 967.3 | 0
2013-12-01 | 315.3 | 342 | 368.9 | 396.2 | 423.8 | 452 | 480.6 | 509.2 | 538.3 | 567.4 | 596.9 | 626.6 | 656.7 | 0 | 2013-12-01 | 626.6 | 656.7 | 686.9 | 717.3 | 747.8 | 778.5 | 809.4 | 840.4 | 871.4 | 902.4 | 933.4 | 964.4 | 995.4 | 0 | 2013-12-01 | 933.4 | 964.4 | 995.4 | 1026.4 | 1057.4 | 1088.4 | 1119.4 | 1150.4 | 1181.4 | 1212.4 | 1243.4 | 1274.4 | 1305.4 | 0
2014-01-01 | 472.3 | 498.7 | 525.5 | 552.6 | 580.1 | 607.8 | 635.9 | 664.3 | 693.1 | 722.4 | 751.6 | 781.4 | 811.4 | 0.03 | 2014-01-01 | 781.4 | 811.4 | 841.3 | 871.3 | 901.6 | 931.7 | 962 | 992.5 | 1023.2 | 1054 | 1085 | 1116 | 1147 | 0.03 | 2014-01-01 | 1085 | 1116 | 1147 | 1178 | 1209 | 1240 | 1271 | 1302 | 1333 | 1364 | 1395 | 1426 | 1457 | 0.03
2014-02-01 | 391.3 | 417 | 442.9 | 469 | 495.4 | 521.8 | 548.8 | 575.8 | 602.9 | 630.5 | 658.2 | 686 | 713.9 | 0 | 2014-02-01 | 686 | 713.9 | 741.8 | 769.7 | 797.7 | 825.7 | 853.7 | 881.7 | 909.7 | 937.7 | 965.7 | 993.7 | 1021.7 | 0 | 2014-02-01 | 965.7 | 993.7 | 1021.7 | 1049.7 | 1077.7 | 1105.7 | 1133.7 | 1161.7 | 1189.7 | 1217.7 | 1245.7 | 1273.7 | 1301.7 | 0
2014-03-01 | 287.5 | 312 | 338.2 | 365.4 | 392.8 | 420.6 | 448.7 | 477.1 | 505.4 | 534.1 | 563.4 | 592.9 | 623 | 0 | 2014-03-01 | 592.9 | 623 | 653.3 | 683.9 | 714.4 | 745.2 | 776.1 | 807 | 838 | 868.9 | 899.9 | 930.9 | 961.8 | 0 | 2014-03-01 | 899.9 | 930.9 | 961.8 | 992.8 | 1023.7 | 1054.7 | 1085.6 | 1116.6 | 1147.6 | 1178.5 | 1209.5 | 1240.4 | 1271.4 | 0
2014-04-01 | 34.8 | 41.7 | 49.3 | 58.1 | 68.3 | 80.3 | 93.5 | 107.8 | 123.4 | 139.5 | 157.3 | 175.4 | 194.8 | 0.07 | 2014-04-01 | 175.4 | 194.8 | 214.9 | 236.4 | 258.4 | 281.4 | 305 | 329.2 | 353.9 | 379.1 | 404.6 | 430.4 | 456.8 | 0.07 | 2014-04-01 | 404.6 | 430.4 | 456.8 | 483.8 | 511.1 | 538.9 | 567.4 | 596 | 624.9 | 653.7 | 683 | 712.4 | 741.8 | 0.07
2014-05-01 | 0.7 | 1.3 | 2 | 2.7 | 3.7 | 4.9 | 6.3 | 8.5 | 11.2 | 14.3 | 18.6 | 23.6 | 30.2 | 0.1 | 2014-05-01 | 23.6 | 30.2 | 38.3 | 46.9 | 58 | 69.7 | 82.6 | 96.6 | 112.3 | 128.6 | 145.8 | 164.5 | 183.7 | 0.1 | 2014-05-01 | 145.8 | 164.5 | 183.7 | 204.3 | 225.9 | 248.8 | 273.6 | 299 | 325.7 | 352.5 | 379.9 | 407.9 | 436.5 | 0.1
2014-06-01 | 0 | 0 | 0.2 | 0.3 | 0.5 | 0.8 | 1.1 | 1.3 | 1.6 | 2 | 2.5 | 3.1 | 4 | 0.1 | 2014-06-01 | 3.1 | 4 | 5 | 6.5 | 8.7 | 11.2 | 14.5 | 18.5 | 23 | 28.1 | 35.1 | 42.9 | 51.7 | 0.1 | 2014-06-01 | 35.1 | 42.9 | 51.7 | 61.6 | 73 | 85.4 | 99 | 113.4 | 128.8 | 145.4 | 162.3 | 180.2 | 199.2 | 0.1
2014-07-01 | 0 | 0 | 0 | 0 | 0 | 0 | 0 | 0 | 0 | 0 | 0 | 0 | 0 | 0.1 | 2014-07-01 | 0 | 0 | 0 | 0 | 0 | 0.1 | 0.2 | 1 | 1.7 | 3 | 4.8 | 6.8 | 9.8 | 0.1 | 2014-07-01 | 4.8 | 6.8 | 9.8 | 13.6 | 18.1 | 23.1 | 29.3 | 36.1 | 43.5 | 52.3 | 62 | 72.5 | 85.2 | 0.1
2014-08-01 | 0 | 0 | 0 | 0 | 0 | 0 | 0 | 0 | 0 | 0 | 0.1 | 0.2 | 0.4 | 0.06 | 2014-08-01 | 0.2 | 0.4 | 0.9 | 1.6 | 2.4 | 3.9 | 6.1 | 8.9 | 12.1 | 16.3 | 21.5 | 27 | 34.3 | 0.06 | 2014-08-01 | 21.5 | 27 | 34.3 | 42.4 | 51.5 | 61.8 | 74.2 | 87.3 | 101.6 | 117.2 | 134.1 | 152.3 | 171.4 | 0.06
2014-09-01 | 1.4 | 1.9 | 2.6 | 3.4 | 4.4 | 6 | 7.7 | 9.7 | 12.2 | 15.2 | 18.8 | 23 | 28.6 | 0.07 | 2014-09-01 | 23 | 28.6 | 34.2 | 40.6 | 47.2 | 54.5 | 62.6 | 71.8 | 82.3 | 93.5 | 105.7 | 118.7 | 132.8 | 0.07 | 2014-09-01 | 105.7 | 118.7 | 132.8 | 147.9 | 163.6 | 180.8 | 198.7 | 217.3 | 236.6 | 256.6 | 277.9 | 299.8 | 323 | 0.07
2014-10-01 | 5 | 7.3 | 10 | 12.8 | 16.2 | 20.4 | 25.2 | 31.2 | 37.4 | 44.9 | 52.7 | 62.2 | 72.8 | 0.03 | 2014-10-01 | 62.2 | 72.8 | 85 | 98.3 | 113.4 | 129.2 | 146.4 | 164.8 | 185.2 | 206.4 | 228.3 | 251.5 | 275.9 | 0.03 | 2014-10-01 | 228.3 | 251.5 | 275.9 | 301.1 | 327 | 353.7 | 380.9 | 408.6 | 436.8 | 465 | 493.7 | 523.1 | 553.1 | 0.03
2014-11-01 | 109.8 | 124.9 | 141.9 | 160.6 | 180 | 200.4 | 221.6 | 243.1 | 265.2 | 288.1 | 311.9 | 336.2 | 361.1 | 0.03 | 2014-11-01 | 336.2 | 361.1 | 386 | 411.7 | 438 | 464.4 | 491.5 | 518.9 | 546.4 | 574.5 | 602.8 | 631.6 | 660.7 | 0.03 | 2014-11-01 | 602.8 | 631.6 | 660.7 | 690.1 | 719.9 | 749.7 | 779.7 | 809.7 | 839.8 | 869.8 | 899.8 | 929.9 | 959.9 | 0.03
2014-12-01 | 161.4 | 183.5 | 207.2 | 231.7 | 257 | 283.3 | 310.8 | 339 | 367.4 | 396.3 | 425.8 | 455.6 | 485.6 | 0 | 2014-12-01 | 455.6 | 485.6 | 516 | 546.5 | 577 | 607.6 | 638.2 | 668.8 | 699.5 | 730.2 | 761 | 791.9 | 822.9 | 0 | 2014-12-01 | 761 | 791.9 | 822.9 | 853.9 | 884.9 | 915.9 | 946.9 | 977.9 | 1008.9 | 1039.9 | 1070.9 | 1101.9 | 1132.9 | 0
2015-01-01 | 484.2 | 514.1 | 544.1 | 574.3 | 604.6 | 634.8 | 665.3 | 695.9 | 726.4 | 757.1 | 787.8 | 818.7 | 849.6 | 0 | 2015-01-01 | 818.7 | 849.6 | 880.6 | 911.6 | 942.6 | 973.6 | 1004.6 | 1035.6 | 1066.6 | 1097.6 | 1128.6 | 1159.6 | 1190.6 | 0 | 2015-01-01 | 1128.6 | 1159.6 | 1190.6 | 1221.6 | 1252.6 | 1283.6 | 1314.6 | 1345.6 | 1376.6 | 1407.6 | 1438.6 | 1469.6 | 1500.6 | 0
2015-02-01 | 632.3 | 660.3 | 688.3 | 716.3 | 744.3 | 772.3 | 800.3 | 828.3 | 856.3 | 884.3 | 912.3 | 940.3 | 968.3 | 0 | 2015-02-01 | 940.3 | 968.3 | 996.3 | 1024.3 | 1052.3 | 1080.3 | 1108.3 | 1136.3 | 1164.3 | 1192.3 | 1220.3 | 1248.3 | 1276.3 | 0 | 2015-02-01 | 1220.3 | 1248.3 | 1276.3 | 1304.3 | 1332.3 | 1360.3 | 1388.3 | 1416.3 | 1444.3 | 1472.3 | 1500.3 | 1528.3 | 1556.3 | 0
2015-03-01 | 261.1 | 286.1 | 312.5 | 339.1 | 366.7 | 395.1 | 423.5 | 452.7 | 482 | 512 | 542.3 | 572.7 | 603.4 | 0 | 2015-03-01 | 572.7 | 603.4 | 633.9 | 664.7 | 695.3 | 726.3 | 757.3 | 788.2 | 819.2 | 850.1 | 881.1 | 912.1 | 943 | 0 | 2015-03-01 | 881.1 | 912.1 | 943 | 974 | 1004.9 | 1035.9 | 1066.8 | 1097.8 | 1128.8 | 1159.7 | 1190.7 | 1221.6 | 1252.6 | 0
2015-04-01 | 30.1 | 37.1 | 44.5 | 53.6 | 63.2 | 73.8 | 85.2 | 97.1 | 110.3 | 124.6 | 140.2 | 157.4 | 175.5 | 0.03 | 2015-04-01 | 157.4 | 175.5 | 195.1 | 215.4 | 237 | 259.9 | 283.6 | 308.6 | 334 | 360.1 | 386.5 | 413.3 | 440.5 | 0.03 | 2015-04-01 | 386.5 | 413.3 | 440.5 | 468.1 | 496.4 | 525 | 554 | 583.1 | 612.6 | 642.2 | 672 | 701.8 | 731.7 | 0.03
2015-05-01 | 1.1 | 1.6 | 2.3 | 3.1 | 4 | 5.1 | 6.6 | 8.7 | 10.9 | 14.1 | 17.6 | 21.5 | 26.4 | 2 | 2015-05-01 | 21.5 | 26.4 | 32.1 | 38.1 | 45.1 | 52.6 | 60.7 | 70.3 | 80.9 | 91.9 | 103.6 | 116 | 129.2 | 2 | 2015-05-01 | 103.6 | 116 | 129.2 | 143.4 | 158.5 | 174.8 | 192.1 | 210.1 | 229.5 | 249.6 | 270.8 | 293.1 | 316.4 | 2
2015-06-01 | 0 | 0 | 0 | 0 | 0 | 0.1 | 0.2 | 0.4 | 0.7 | 1.6 | 3.3 | 5.8 | 9 | 0.1 | 2015-06-01 | 5.8 | 9 | 12.7 | 16.4 | 20.9 | 25.9 | 31.8 | 37.8 | 45.6 | 53.9 | 63.6 | 73.5 | 84.3 | 0.1 | 2015-06-01 | 63.6 | 73.5 | 84.3 | 95.7 | 107.9 | 121.7 | 136.3 | 152.3 | 169.3 | 187.8 | 207.2 | 227 | 247.6 | 0.1
2015-07-01 | 0 | 0 | 0 | 0 | 0 | 0 | 0 | 0 | 0 | 0 | 0 | 0 | 0 | 0 | 2015-07-01 | 0 | 0 | 0 | 0.1 | 0.2 | 0.4 | 0.7 | 1.3 | 2.4 | 3.5 | 5.2 | 7.5 | 10.1 | 0 | 2015-07-01 | 5.2 | 7.5 | 10.1 | 13.4 | 17.4 | 23 | 29.3 | 36.4 | 44.9 | 54.7 | 66.2 | 78.3 | 91.9 | 0
2015-08-01 | 0 | 0 | 0 | 0 | 0 | 0 | 0 | 0 | 0 | 0 | 0 | 0 | 0 | 0 | 2015-08-01 | 0 | 0 | 0 | 0 | 0.1 | 0.4 | 1.2 | 2.2 | 3.8 | 5.9 | 8.5 | 11.2 | 14.5 | 0 | 2015-08-01 | 8.5 | 11.2 | 14.5 | 18.1 | 22.4 | 27.2 | 33 | 39.7 | 47.6 | 56.6 | 67.8 | 80.2 | 94.2 | 0
2015-09-01 | 0.8 | 1.1 | 1.4 | 1.9 | 2.3 | 2.8 | 3.7 | 4.6 | 5.9 | 7.6 | 9.8 | 12.3 | 15.3 | 0 | 2015-09-01 | 12.3 | 15.3 | 18.6 | 22.4 | 26.1 | 30.5 | 35.4 | 40.7 | 46.9 | 53.4 | 60.6 | 68.2 | 76.7 | 0 | 2015-09-01 | 60.6 | 68.2 | 76.7 | 86 | 96.2 | 107.9 | 120.9 | 135.5 | 150.9 | 167.5 | 184.7 | 202.9 | 222.1 | 0
2015-10-01 | 24.9 | 29.2 | 33.7 | 38.5 | 44.1 | 50.4 | 57.7 | 65.8 | 74.8 | 85.5 | 97.6 | 111.3 | 126 | 0.1 | 2015-10-01 | 111.3 | 126 | 142 | 159.1 | 178.2 | 198.4 | 220.2 | 242.5 | 265.7 | 289.7 | 314.6 | 340.1 | 366.4 | 0.1 | 2015-10-01 | 314.6 | 340.1 | 366.4 | 392.8 | 420.2 | 447.8 | 476.2 | 504.9 | 534 | 563.4 | 593.3 | 623.6 | 653.9 | 0.1
2015-11-01 | 65.5 | 74.9 | 85.2 | 96.1 | 108 | 120.8 | 134.3 | 148.7 | 164.5 | 181.5 | 199.5 | 218.9 | 238.9 | 0 | 2015-11-01 | 218.9 | 238.9 | 260 | 282.2 | 304.6 | 327.5 | 351.6 | 376.3 | 401.6 | 427.4 | 454 | 481.1 | 508.5 | 0 | 2015-11-01 | 454 | 481.1 | 508.5 | 536.1 | 564.1 | 592.5 | 620.9 | 649.7 | 678.7 | 707.6 | 736.8 | 766.2 | 795.8 | 0
2015-12-01 | 71 | 82.9 | 96 | 109.9 | 124.4 | 140 | 156.4 | 174.5 | 194.5 | 216.7 | 239.7 | 264.2 | 290.4 | 0 | 2015-12-01 | 264.2 | 290.4 | 317.5 | 345.5 | 374 | 402.7 | 431.9 | 461.4 | 491.4 | 521.8 | 552.1 | 582.5 | 613 | 0 | 2015-12-01 | 552.1 | 582.5 | 613 | 643.6 | 674.3 | 705 | 735.8 | 766.6 | 797.4 | 828.2 | 859.1 | 890.1 | 921.1 | 0
2016-01-01 | 300.9 | 328 | 355.6 | 383.7 | 412.1 | 441 | 470.2 | 499.7 | 529.1 | 558.9 | 588.6 | 618.7 | 648.9 | 0.1 | 2016-01-01 | 618.7 | 648.9 | 679.1 | 709.6 | 740.1 | 770.7 | 801.3 | 832.1 | 863 | 893.9 | 924.8 | 955.8 | 986.8 | 0.1 | 2016-01-01 | 924.8 | 955.8 | 986.8 | 1017.8 | 1048.8 | 1079.8 | 1110.8 | 1141.8 | 1172.8 | 1203.8 | 1234.8 | 1265.8 | 1296.8 | 0.1
2016-02-01 | 271.4 | 290.2 | 309.6 | 329.3 | 350.1 | 370.8 | 392.3 | 414.2 | 436.8 | 459.9 | 483.1 | 506.9 | 531.4 | 11 | 2016-02-01 | 506.9 | 531.4 | 555.6 | 580.9 | 606.6 | 632.9 | 659.3 | 686.3 | 713.4 | 740.8 | 768.6 | 796.5 | 824.7 | 11 | 2016-02-01 | 768.6 | 796.5 | 824.7 | 853.2 | 881.9 | 910.6 | 939.5 | 968.5 | 997.5 | 1026.5 | 1055.5 | 1084.5 | 1113.5 | 11
2016-03-01 | 83.3 | 94.7 | 107.9 | 121.9 | 137.7 | 154.7 | 174 | 194.9 | 216.2 | 238.8 | 261.9 | 285.9 | 310.9 | 0 | 2016-03-01 | 285.9 | 310.9 | 336.4 | 362.4 | 389 | 415.7 | 442.8 | 470.4 | 498 | 525.8 | 553.7 | 582.1 | 610.8 | 0 | 2016-03-01 | 553.7 | 582.1 | 610.8 | 639.8 | 669.2 | 698.8 | 728.6 | 758.7 | 788.9 | 819.2 | 849.7 | 880.1 | 910.6 | 0
2016-04-01 | 55.8 | 63.7 | 72.7 | 82.2 | 92.7 | 104.3 | 116 | 129 | 142.9 | 157.3 | 173.6 | 191.1 | 209.3 | 0 | 2016-04-01 | 191.1 | 209.3 | 228 | 247.8 | 267.5 | 288.8 | 310.7 | 333.3 | 357 | 381.4 | 406.7 | 432.6 | 459.5 | 0 | 2016-04-01 | 406.7 | 432.6 | 459.5 | 486.8 | 514.5 | 542.6 | 571.2 | 599.9 | 628.7 | 657.9 | 687.1 | 716.4 | 745.8 | 0
2016-05-01 | 0 | 0 | 0.1 | 0.5 | 1 | 2.1 | 4 | 6.9 | 11.2 | 16.6 | 23 | 31 | 40.1 | 0 | 2016-05-01 | 31 | 40.1 | 49.9 | 60.8 | 72.4 | 85.5 | 100 | 115.3 | 131.5 | 148.2 | 165.8 | 184.4 | 203.8 | 0 | 2016-05-01 | 165.8 | 184.4 | 203.8 | 224.4 | 245.6 | 267.2 | 289.6 | 312.6 | 336 | 359.8 | 384.3 | 409.4 | 435.1 | 0
2016-06-01 | 0 | 0 | 0 | 0 | 0 | 0 | 0 | 0 | 0 | 0 | 0 | 0.1 | 0.4 | 0 | 2016-06-01 | 0.1 | 0.4 | 0.8 | 1.7 | 3.2 | 5.4 | 8.4 | 11.5 | 15.6 | 20.4 | 27.1 | 34.2 | 42.6 | 0 | 2016-06-01 | 27.1 | 34.2 | 42.6 | 52.1 | 62.4 | 73.3 | 86.3 | 100 | 114.6 | 130.7 | 147.4 | 165 | 184 | 0
2016-07-01 | 0 | 0 | 0 | 0 | 0 | 0 | 0 | 0 | 0 | 0 | 0 | 0 | 0 | 0 | 2016-07-01 | 0 | 0 | 0 | 0 | 0 | 0.1 | 0.2 | 0.6 | 1.2 | 2.4 | 3.7 | 6 | 8.6 | 0 | 2016-07-01 | 3.7 | 6 | 8.6 | 12 | 16.1 | 20.9 | 27 | 33.7 | 41.7 | 50.4 | 60.4 | 71 | 82.8 | 0
2016-08-01 | 0 | 0 | 0 | 0 | 0 | 0 | 0 | 0 | 0 | 0 | 0 | 0 | 0 | 1 | 2016-08-01 | 0 | 0 | 0 | 0 | 0.2 | 0.4 | 1 | 1.8 | 2.6 | 3.9 | 5.4 | 7 | 9.3 | 1 | 2016-08-01 | 5.4 | 7 | 9.3 | 11.8 | 15 | 18.5 | 23.4 | 29 | 35.6 | 43.1 | 51.6 | 61.5 | 72.1 | 1
2016-09-01 | 0.5 | 0.8 | 1.1 | 1.5 | 1.9 | 2.3 | 2.9 | 3.5 | 4.3 | 5.4 | 6.8 | 8.6 | 10.5 | 0 | 2016-09-01 | 8.6 | 10.5 | 13.2 | 16.3 | 20 | 24 | 29.1 | 34.8 | 41.5 | 49.3 | 58.1 | 67.4 | 77.9 | 0 | 2016-09-01 | 58.1 | 67.4 | 77.9 | 89 | 100.6 | 113.6 | 126.8 | 140.8 | 156.7 | 173.1 | 190.5 | 209.6 | 229.3 | 0
2016-10-01 | 14.2 | 17.7 | 21.5 | 25.7 | 30.8 | 36.5 | 43.5 | 52 | 61.5 | 71.6 | 82.8 | 94.5 | 107.2 | 0 | 2016-10-01 | 94.5 | 107.2 | 120.7 | 135 | 150.6 | 166.9 | 184.6 | 203.5 | 224.2 | 245.7 | 268.4 | 291.5 | 315.8 | 0 | 2016-10-01 | 268.4 | 291.5 | 315.8 | 340.4 | 366.1 | 392.3 | 419.3 | 446.9 | 475.1 | 503.4 | 532.5 | 561.9 | 591.7 | 0
2016-11-01 | 58 | 68.7 | 80.6 | 93.7 | 108.1 | 122.9 | 139.3 | 156.7 | 175.2 | 195.3 | 216.5 | 238.7 | 261.7 | 0.1 | 2016-11-01 | 238.7 | 261.7 | 285.7 | 310.8 | 336.8 | 363.5 | 390.8 | 418.3 | 446.2 | 474.3 | 503 | 531.8 | 560.9 | 0.1 | 2016-11-01 | 503 | 531.8 | 560.9 | 590.2 | 619.8 | 649.4 | 679.1 | 709 | 738.9 | 769 | 799 | 829 | 859.1 | 0.1
2016-12-01 | 226.8 | 251.6 | 277.4 | 303.7 | 331.3 | 359.2 | 387.6 | 416.3 | 445.2 | 474.2 | 503.3 | 532.8 | 562.8 | 0.03 | 2016-12-01 | 532.8 | 562.8 | 592.6 | 622.8 | 652.9 | 683.1 | 713.4 | 744.1 | 775.1 | 806.1 | 837.1 | 868.1 | 899.1 | 0.03 | 2016-12-01 | 837.1 | 868.1 | 899.1 | 930.1 | 961.1 | 992.1 | 1023.1 | 1054.1 | 1085.1 | 1116.1 | 1147.1 | 1178.1 | 1209.1 | 0.03
2017-01-01 | 223.8 | 246.2 | 270.6 | 296.1 | 322.5 | 349.5 | 377.4 | 405.7 | 434.2 | 463.1 | 492.3 | 521.6 | 551.1 | 0 | 2017-01-01 | 521.6 | 551.1 | 580.9 | 610.8 | 641 | 671.2 | 701.7 | 732.3 | 763 | 793.8 | 824.6 | 855.5 | 886.4 | 0 | 2017-01-01 | 824.6 | 855.5 | 886.4 | 917.4 | 948.4 | 979.4 | 1010.4 | 1041.4 | 1072.4 | 1103.4 | 1134.4 | 1165.4 | 1196.4 | 0
2017-02-01 | 205.1 | 225.1 | 245.6 | 266.6 | 288.4 | 310.8 | 333.2 | 355.9 | 378.9 | 402 | 425.5 | 449.5 | 473.6 | 0.2 | 2017-02-01 | 449.5 | 473.6 | 498.4 | 523.1 | 548.3 | 573.6 | 599.3 | 625.4 | 651.7 | 678.4 | 705.1 | 731.9 | 758.8 | 0.2 | 2017-02-01 | 705.1 | 731.9 | 758.8 | 785.8 | 812.9 | 840.1 | 867.4 | 894.7 | 922.2 | 949.9 | 977.5 | 1005.2 | 1033.1 | 0.2
2017-03-01 | 242.9 | 264.9 | 289 | 313 | 338.1 | 363.9 | 390.1 | 416.7 | 443.4 | 471.1 | 498.8 | 527.4 | 556.4 | 0 | 2017-03-01 | 527.4 | 556.4 | 585.6 | 615.3 | 645 | 674.9 | 704.9 | 734.9 | 765 | 795.1 | 825.5 | 855.8 | 886.3 | 0 | 2017-03-01 | 825.5 | 855.8 | 886.3 | 917 | 947.7 | 978.7 | 1009.6 | 1040.6 | 1071.6 | 1102.5 | 1133.5 | 1164.4 | 1195.4 | 0
2017-04-01 | 10.6 | 14.7 | 19.6 | 25.6 | 32.1 | 39.7 | 48.1 | 58.2 | 69.5 | 82.6 | 96.3 | 110.7 | 126.2 | 0 | 2017-04-01 | 110.7 | 126.2 | 142.4 | 159.6 | 177.5 | 196.3 | 215.4 | 235.3 | 255.9 | 277 | 299.1 | 321.8 | 345.1 | 0 | 2017-04-01 | 299.1 | 321.8 | 345.1 | 369.1 | 393.8 | 418.8 | 444 | 469.8 | 495.8 | 522.3 | 549.4 | 576.8 | 604.4 | 0
2017-05-01 | 1 | 1.5 | 2.2 | 2.9 | 3.8 | 5 | 6.5 | 8.8 | 11.9 | 15.7 | 21.1 | 28.3 | 37.8 | 0.03 | 2017-05-01 | 28.3 | 37.8 | 49.2 | 62 | 76.5 | 92.7 | 110 | 129 | 149 | 170 | 192 | 215.1 | 238.7 | 0.03 | 2017-05-01 | 192 | 215.1 | 238.7 | 263.1 | 287.8 | 313.2 | 338.8 | 365.3 | 392.2 | 419.8 | 447.7 | 476.1 | 504.8 | 0.03
2017-06-01 | 0 | 0 | 0 | 0 | 0 | 0 | 0 | 0 | 0.2 | 0.5 | 1 | 2 | 3.5 | 0.07 | 2017-06-01 | 2 | 3.5 | 5.7 | 8.4 | 11.2 | 14.6 | 18.6 | 23.2 | 28.6 | 35 | 42.2 | 50 | 58.3 | 0.07 | 2017-06-01 | 42.2 | 50 | 58.3 | 67.5 | 77.1 | 87.6 | 98.8 | 110.5 | 123.1 | 136.1 | 150.5 | 165.7 | 182.8 | 0.07
2017-07-01 | 0 | 0 | 0 | 0 | 0 | 0 | 0 | 0 | 0 | 0 | 0 | 0 | 0.1 | 0 | 2017-07-01 | 0 | 0.1 | 0.3 | 0.6 | 0.9 | 1.6 | 2.2 | 3.1 | 4.5 | 6.6 | 9.5 | 12.6 | 16.4 | 0 | 2017-07-01 | 9.5 | 12.6 | 16.4 | 20.9 | 26.6 | 33.5 | 41.8 | 50.9 | 61.6 | 73.1 | 86 | 100.5 | 116.6 | 0
2017-08-01 | 0 | 0 | 0 | 0 | 0 | 0 | 0 | 0 | 0 | 0 | 0.1 | 0.6 | 1.2 | 0 | 2017-08-01 | 0.6 | 1.2 | 2.2 | 3.4 | 4.9 | 6.8 | 9 | 11.4 | 14.4 | 18 | 21.8 | 27 | 32.3 | 0 | 2017-08-01 | 21.8 | 27 | 32.3 | 38.4 | 46 | 54 | 63.6 | 74.4 | 86.3 | 99.1 | 113.5 | 129.1 | 146 | 0
2017-09-01 | 0 | 0 | 0 | 0.2 | 0.3 | 0.5 | 0.8 | 1.2 | 1.7 | 2.5 | 3.5 | 4.7 | 6.4 | 0.07 | 2017-09-01 | 4.7 | 6.4 | 8.7 | 11.8 | 15.2 | 18.8 | 23.2 | 27.6 | 33 | 39.1 | 45.8 | 52.9 | 61.3 | 0.07 | 2017-09-01 | 45.8 | 52.9 | 61.3 | 70.9 | 81.7 | 94.2 | 107.6 | 122.4 | 138.8 | 156.6 | 175.4 | 195.5 | 217.5 | 0.07
2017-10-01 | 3.1 | 4.4 | 5.9 | 8.1 | 10.5 | 13.5 | 16.9 | 20.7 | 25.1 | 30 | 36.1 | 42 | 48.8 | 0.06 | 2017-10-01 | 42 | 48.8 | 56.4 | 63.5 | 72 | 81.3 | 92.1 | 103.5 | 116.2 | 129.7 | 144.3 | 159.6 | 177.1 | 0.06 | 2017-10-01 | 144.3 | 159.6 | 177.1 | 195.1 | 213.9 | 234 | 254.8 | 276.9 | 299.5 | 323.3 | 348.3 | 374.1 | 400.8 | 0.06
2017-11-01 | 87.5 | 100.5 | 115.2 | 130.4 | 146.8 | 164.4 | 183 | 202.4 | 223.5 | 244.7 | 267 | 290.1 | 313.7 | 0.2 | 2017-11-01 | 290.1 | 313.7 | 338.2 | 363 | 388.5 | 414.5 | 440.4 | 466.8 | 493.2 | 520.3 | 547.8 | 575.5 | 603.7 | 0.2 | 2017-11-01 | 547.8 | 575.5 | 603.7 | 631.9 | 660.5 | 689.2 | 718.5 | 747.7 | 777.2 | 806.8 | 836.3 | 866.1 | 895.9 | 0.2
2017-12-01 | 391 | 417.2 | 443.9 | 471 | 498.4 | 527 | 555.8 | 585.3 | 615 | 644.8 | 674.9 | 705.2 | 735.6 | 0.06 | 2017-12-01 | 705.2 | 735.6 | 766 | 796.6 | 827.2 | 857.7 | 888.2 | 918.8 | 949.5 | 980.3 | 1011.3 | 1042.3 | 1073.3 | 0.06 | 2017-12-01 | 1011.3 | 1042.3 | 1073.3 | 1104.3 | 1135.3 | 1166.3 | 1197.3 | 1228.3 | 1259.3 | 1290.3 | 1321.3 | 1352.3 | 1383.3 | 0.06
2018-01-01 | 412.5 | 438.8 | 465.6 | 492.5 | 519.5 | 546.7 | 574 | 601.6 | 629.6 | 657.7 | 686.2 | 715.3 | 744.7 | 0.2 | 2018-01-01 | 715.3 | 744.7 | 774.4 | 804.3 | 834.2 | 864.2 | 894.3 | 924.3 | 954.4 | 984.5 | 1014.9 | 1045.5 | 1076.5 | 0.2 | 2018-01-01 | 1014.9 | 1045.5 | 1076.5 | 1107.5 | 1138.5 | 1169.5 | 1200.5 | 1231.5 | 1262.5 | 1293.5 | 1324.5 | 1355.5 | 1386.5 | 0.2
2018-02-01 | 156.8 | 173 | 190.5 | 209.1 | 228.6 | 249.1 | 270.1 | 291.5 | 313.7 | 336.6 | 359.6 | 383.9 | 408.7 | 0.04 | 2018-02-01 | 383.9 | 408.7 | 433.8 | 459.7 | 485.8 | 512.2 | 538.6 | 565.2 | 592 | 618.6 | 645.6 | 672.5 | 699.6 | 0.04 | 2018-02-01 | 645.6 | 672.5 | 699.6 | 726.8 | 754.1 | 781.4 | 808.7 | 836.1 | 863.5 | 890.9 | 918.5 | 946.3 | 974.1 | 0.04
2018-03-01 | 140.5 | 162.7 | 185.8 | 210.5 | 235.8 | 262 | 289.1 | 316.7 | 344.7 | 373.4 | 402.2 | 431 | 460 | 0.03 | 2018-03-01 | 431 | 460 | 489.5 | 518.9 | 548.4 | 578.2 | 608.3 | 638.3 | 668.7 | 699.2 | 729.9 | 760.6 | 791.5 | 0.03 | 2018-03-01 | 729.9 | 760.6 | 791.5 | 822.5 | 853.4 | 884.4 | 915.4 | 946.3 | 977.3 | 1008.2 | 1039.2 | 1070.1 | 1101.1 | 0.03
2018-04-01 | 46.6 | 57 | 69 | 82.1 | 96.2 | 111 | 126.9 | 143.3 | 160.8 | 179.4 | 198.7 | 218.9 | 239.7 | 0.03 | 2018-04-01 | 218.9 | 239.7 | 261.9 | 284.9 | 308.9 | 333.3 | 358.6 | 384 | 410.6 | 437.6 | 465 | 493.1 | 521.2 | 0.03 | 2018-04-01 | 465 | 493.1 | 521.2 | 549.6 | 578.2 | 607.1 | 636.2 | 665.4 | 694.7 | 724.2 | 753.9 | 783.5 | 813.3 | 0.03
2018-05-01 | 0 | 0.1 | 0.2 | 0.3 | 0.7 | 1.2 | 1.9 | 3.1 | 4.7 | 6.4 | 8.4 | 11.3 | 14.7 | 0.06 | 2018-05-01 | 11.3 | 14.7 | 19.1 | 25 | 31.3 | 38.7 | 47.4 | 56.9 | 67.9 | 79.8 | 92.6 | 106.7 | 121.9 | 0.06 | 2018-05-01 | 92.6 | 106.7 | 121.9 | 138.2 | 155.9 | 174.6 | 193.9 | 213.8 | 234.7 | 255.8 | 277.6 | 300.1 | 323.6 | 0.06
2018-06-01 | 0 | 0 | 0 | 0 | 0 | 0 | 0 | 0 | 0 | 0 | 0.1 | 0.1 | 0.8 | 0.1 | 2018-06-01 | 0.1 | 0.8 | 2.2 | 3.6 | 6.4 | 9.5 | 13.6 | 18.5 | 24.1 | 31 | 38.7 | 47.3 | 56.3 | 0.1 | 2018-06-01 | 38.7 | 47.3 | 56.3 | 66.4 | 77.4 | 89.3 | 101.6 | 115.4 | 129.6 | 144.8 | 161.3 | 179.1 | 197.9 | 0.1
2018-07-01 | 0 | 0 | 0 | 0 | 0 | 0 | 0 | 0 | 0 | 0 | 0 | 0 | 0 | 0.2 | 2018-07-01 | 0 | 0 | 0 | 0 | 0.2 | 0.3 | 0.8 | 1.2 | 2 | 2.9 | 3.8 | 5.2 | 7.1 | 0.2 | 2018-07-01 | 3.8 | 5.2 | 7.1 | 9.4 | 12.1 | 15.4 | 19 | 23.2 | 28.3 | 34.3 | 40.8 | 48.5 | 57.1 | 0.2
2018-08-01 | 0 | 0 | 0 | 0 | 0 | 0 | 0 | 0 | 0 | 0 | 0 | 0 | 0 | 0 | 2018-08-01 | 0 | 0 | 0 | 0 | 0 | 0.1 | 0.2 | 0.5 | 0.9 | 1.5 | 2.3 | 3.2 | 4.2 | 0 | 2018-08-01 | 2.3 | 3.2 | 4.2 | 5.5 | 7.3 | 9.4 | 12.5 | 16.5 | 20.9 | 27.7 | 35.4 | 44.9 | 56.1 | 0
2018-09-01 | 0 | 0 | 0 | 0 | 0 | 0 | 0.1 | 0.4 | 1.1 | 2 | 3.2 | 4.5 | 6.4 | 0 | 2018-09-01 | 4.5 | 6.4 | 8.6 | 11.8 | 15 | 18.8 | 23 | 27.2 | 32.1 | 37.9 | 44.8 | 52.8 | 61.7 | 0 | 2018-09-01 | 44.8 | 52.8 | 61.7 | 72.3 | 84.2 | 96.8 | 110.5 | 125.3 | 141.6 | 159.2 | 178.1 | 198 | 219.7 | 0
2018-10-01 | 18.8 | 23.3 | 28 | 33.7 | 40 | 47.4 | 55.5 | 65.1 | 75.4 | 87.1 | 100.4 | 114.2 | 129 | 0.03 | 2018-10-01 | 114.2 | 129 | 144.3 | 160.1 | 176.2 | 193.6 | 212 | 231.9 | 253.3 | 276 | 299.6 | 323.9 | 349.7 | 0.03 | 2018-10-01 | 299.6 | 323.9 | 349.7 | 376.1 | 403.6 | 431.7 | 459.7 | 487.9 | 516.5 | 545.2 | 573.9 | 603.4 | 632.8 | 0.03
2018-11-01 | 98.6 | 112.8 | 128.4 | 145 | 162.5 | 181.2 | 201.3 | 222.5 | 244.9 | 267.7 | 291.6 | 316.1 | 341 | 0 | 2018-11-01 | 316.1 | 341 | 366.7 | 392.7 | 419 | 446.1 | 473.3 | 501.1 | 529.4 | 558.1 | 587 | 615.9 | 644.9 | 0 | 2018-11-01 | 587 | 615.9 | 644.9 | 674 | 703.2 | 732.5 | 761.7 | 791.1 | 820.6 | 850.2 | 880.3 | 910.3 | 940.4 | 0
2018-12-01 | 192.1 | 214.6 | 238.3 | 262.9 | 287.4 | 313 | 339.2 | 365.9 | 393.4 | 421.3 | 449.8 | 478.6 | 507.8 | 0 | 2018-12-01 | 478.6 | 507.8 | 537.2 | 566.5 | 596.1 | 625.7 | 655.6 | 685.7 | 715.9 | 746.2 | 776.7 | 807.3 | 837.9 | 0 | 2018-12-01 | 776.7 | 807.3 | 837.9 | 868.6 | 899.3 | 930 | 960.8 | 991.6 | 1022.6 | 1053.6 | 1084.6 | 1115.6 | 1146.6 | 0
2019-01-01 | 352.2 | 378.4 | 405.6 | 433.3 | 461.3 | 489.9 | 519.1 | 548.5 | 578.1 | 607.9 | 637.6 | 667.6 | 697.5 | 0 | 2019-01-01 | 667.6 | 697.5 | 727.6 | 757.7 | 788.2 | 818.6 | 849.1 | 879.9 | 910.7 | 941.6 | 972.6 | 1003.6 | 1034.6 | 0 | 2019-01-01 | 972.6 | 1003.6 | 1034.6 | 1065.6 | 1096.6 | 1127.6 | 1158.6 | 1189.6 | 1220.6 | 1251.6 | 1282.6 | 1313.6 | 1344.6 | 0
2019-02-01 | 239.6 | 262.3 | 286.1 | 310.4 | 335.4 | 360.8 | 386.7 | 412.8 | 439.3 | 465.7 | 492.2 | 519.1 | 546.1 | 0 | 2019-02-01 | 519.1 | 546.1 | 573.3 | 600.5 | 627.9 | 655.3 | 682.7 | 710.1 | 737.7 | 765.2 | 792.8 | 820.4 | 848.2 | 0 | 2019-02-01 | 792.8 | 820.4 | 848.2 | 875.9 | 903.8 | 931.8 | 959.8 | 987.8 | 1015.8 | 1043.8 | 1071.8 | 1099.8 | 1127.8 | 0
2019-03-01 | 165.2 | 182.8 | 201.7 | 222.1 | 243 | 265 | 288.1 | 311.9 | 336.8 | 362.2 | 388.1 | 414.9 | 442.2 | 0 | 2019-03-01 | 414.9 | 442.2 | 469.8 | 497.7 | 526 | 554.4 | 583.1 | 612.3 | 641.8 | 671.6 | 701.7 | 731.9 | 762.2 | 0 | 2019-03-01 | 701.7 | 731.9 | 762.2 | 792.6 | 823.1 | 853.6 | 884.4 | 915.1 | 946 | 977 | 1007.9 | 1038.9 | 1069.8 | 0
2019-04-01 | 15.5 | 20.3 | 25.7 | 32.3 | 39.6 | 47.7 | 56.8 | 66.6 | 78 | 90.4 | 103.5 | 117.9 | 133.6 | 0 | 2019-04-01 | 117.9 | 133.6 | 150.6 | 169.1 | 189.1 | 209.3 | 230.7 | 252.5 | 275 | 297.9 | 321.4 | 345.6 | 370.6 | 0 | 2019-04-01 | 321.4 | 345.6 | 370.6 | 395.8 | 421.8 | 448.3 | 475.2 | 502.5 | 530.3 | 558.6 | 587 | 616 | 645.3 | 0
2019-05-01 | 0.1 | 0.1 | 0.4 | 0.8 | 1.6 | 2.7 | 4.9 | 7.9 | 11.8 | 16.2 | 21.4 | 27.4 | 34.3 | 0 | 2019-05-01 | 27.4 | 34.3 | 42.4 | 52.8 | 64.3 | 77.3 | 91.2 | 106.5 | 123.1 | 140.9 | 159.3 | 179 | 199.3 | 0 | 2019-05-01 | 159.3 | 179 | 199.3 | 221.3 | 243.5 | 267 | 291.3 | 316 | 341.6 | 367.7 | 394.9 | 422.4 | 450.5 | 0
2019-06-01 | 0 | 0 | 0 | 0 | 0 | 0 | 0 | 0 | 0 | 0.1 | 0.2 | 0.4 | 0.5 | 0 | 2019-06-01 | 0.4 | 0.5 | 0.9 | 1.3 | 2 | 3.1 | 4.7 | 7.1 | 9.9 | 13.6 | 17.9 | 22.7 | 28.5 | 0 | 2019-06-01 | 17.9 | 22.7 | 28.5 | 35.1 | 42.4 | 50.2 | 59.4 | 69.5 | 81.6 | 95 | 109.8 | 126.3 | 144.2 | 0
2019-07-01 | 0 | 0 | 0 | 0 | 0 | 0 | 0 | 0 | 0 | 0 | 0 | 0 | 0 | 0 | 2019-07-01 | 0 | 0 | 0 | 0 | 0 | 0 | 0 | 0 | 0 | 0 | 0.1 | 0.3 | 0.7 | 0 | 2019-07-01 | 0.1 | 0.3 | 0.7 | 1.6 | 2.8 | 4.4 | 6.1 | 8.9 | 12.2 | 16.7 | 22.4 | 28.8 | 35.2 | 0
2019-08-01 | 0 | 0 | 0 | 0 | 0 | 0 | 0 | 0 | 0 | 0 | 0 | 0 | 0.2 | 0 | 2019-08-01 | 0 | 0.2 | 0.7 | 1.1 | 1.7 | 2.4 | 3.2 | 4.2 | 5.2 | 6.8 | 8.6 | 10.9 | 13.9 | 0 | 2019-08-01 | 8.6 | 10.9 | 13.9 | 17.1 | 21 | 25.2 | 30 | 35.5 | 42.2 | 49.2 | 57.2 | 67 | 77.5 | 0
2019-09-01 | 0 | 0.1 | 0.2 | 0.5 | 0.8 | 1.1 | 1.7 | 2.4 | 3.3 | 4.4 | 5.6 | 7.3 | 9 | 0 | 2019-09-01 | 7.3 | 9 | 11.1 | 13.7 | 16.5 | 20.4 | 24.7 | 29.3 | 35.2 | 41.8 | 49.1 | 57.4 | 66.8 | 0 | 2019-09-01 | 49.1 | 57.4 | 66.8 | 76.5 | 87.9 | 99.3 | 112.7 | 126.8 | 142 | 158 | 175.9 | 194.3 | 215.2 | 0
2019-10-01 | 2.2 | 3.5 | 5.1 | 6.8 | 8.7 | 11 | 13.8 | 17.1 | 20.7 | 24.6 | 28.8 | 33.8 | 39.2 | 0.06 | 2019-10-01 | 33.8 | 39.2 | 45.5 | 53.9 | 63.7 | 74.9 | 89.7 | 105.4 | 122.9 | 142 | 162.6 | 184.2 | 207 | 0.06 | 2019-10-01 | 162.6 | 184.2 | 207 | 231.1 | 255.8 | 281.3 | 307.4 | 334.5 | 361.8 | 389.6 | 417.6 | 446 | 474.9 | 0.06
2019-11-01 | 105.8 | 121.8 | 139 | 158.5 | 178.7 | 199.7 | 221.6 | 244.4 | 267.6 | 291.4 | 315.7 | 340.6 | 366.6 | 0.4 | 2019-11-01 | 340.6 | 366.6 | 393.1 | 420.4 | 448.3 | 476.7 | 505.5 | 534.4 | 563.9 | 593.4 | 623 | 652.7 | 682.5 | 0.4 | 2019-11-01 | 623 | 652.7 | 682.5 | 712.3 | 742.1 | 771.9 | 801.7 | 831.7 | 861.5 | 891.3 | 921.2 | 951 | 980.9 | 0.4
2019-12-01 | 237.5 | 261.3 | 285.8 | 310.8 | 336.5 | 362.6 | 389.2 | 416.1 | 443.5 | 471.2 | 499.1 | 527.3 | 555.6 | 0 | 2019-12-01 | 527.3 | 555.6 | 584.6 | 613.8 | 643.4 | 673.1 | 703.2 | 733.5 | 764.1 | 794.8 | 825.5 | 856.4 | 887.4 | 0 | 2019-12-01 | 825.5 | 856.4 | 887.4 | 918.4 | 949.4 | 980.4 | 1011.4 | 1042.4 | 1073.4 | 1104.4 | 1135.4 | 1166.4 | 1197.4 | 0
2020-01-01 | 210 | 231.6 | 254.3 | 278.5 | 303.1 | 328.7 | 355.4 | 382.6 | 410.3 | 438.7 | 467.4 | 496.4 | 525.7 | 0 | 2020-01-01 | 496.4 | 525.7 | 555.2 | 584.6 | 614.1 | 643.7 | 673.2 | 702.9 | 732.5 | 762.2 | 792 | 821.6 | 851.4 | 0 | 2020-01-01 | 792 | 821.6 | 851.4 | 881.2 | 911.2 | 941.2 | 971.4 | 1002 | 1032.7 | 1063.5 | 1094.2 | 1125.1 | 1156.1 | 0
2020-02-01 | 173 | 194.3 | 216.4 | 239.5 | 263.3 | 288.1 | 313.7 | 340.1 | 367.1 | 394.4 | 421.8 | 449.5 | 477.4 | 0 | 2020-02-01 | 449.5 | 477.4 | 505.5 | 533.6 | 561.9 | 590.4 | 619.1 | 647.8 | 676.5 | 705.3 | 734.1 | 762.9 | 791.7 | 0 | 2020-02-01 | 734.1 | 762.9 | 791.7 | 820.6 | 849.5 | 878.5 | 907.5 | 936.5 | 965.5 | 994.5 | 1023.5 | 1052.5 | 1081.5 | 0
2020-03-01 | 64.5 | 75 | 87 | 100.3 | 114.6 | 130.4 | 147.9 | 167.2 | 187.5 | 208.8 | 231.2 | 254.2 | 278.4 | 0 | 2020-03-01 | 254.2 | 278.4 | 303.7 | 329.4 | 356 | 382.6 | 409.9 | 437.9 | 466 | 494.4 | 523.1 | 551.9 | 581.2 | 0 | 2020-03-01 | 523.1 | 551.9 | 581.2 | 610.5 | 640.2 | 670.1 | 700.1 | 730.2 | 760.4 | 790.9 | 821.5 | 852.2 | 883 | 0
2020-04-01 | 19.7 | 24.6 | 30.7 | 38.3 | 47.5 | 58.7 | 71.3 | 84.9 | 100.9 | 118.7 | 138.4 | 159.8 | 182 | 0 | 2020-04-01 | 159.8 | 182 | 205.1 | 229.1 | 254.1 | 280.1 | 306.3 | 333.2 | 360.3 | 388.3 | 416.4 | 444.9 | 473.7 | 0 | 2020-04-01 | 416.4 | 444.9 | 473.7 | 503.2 | 532.9 | 562.8 | 592.7 | 622.7 | 652.7 | 682.7 | 712.7 | 742.7 | 772.7 | 0
2020-05-01 | 2.3 | 3.6 | 5.1 | 6.9 | 9.1 | 11.9 | 15.3 | 19.8 | 24.7 | 30.2 | 36.3 | 43.2 | 50.8 | 0.03 | 2020-05-01 | 43.2 | 50.8 | 59.3 | 68.4 | 78.5 | 89 | 100.6 | 113.3 | 126.9 | 141.9 | 157.9 | 175 | 192.7 | 0.03 | 2020-05-01 | 157.9 | 175 | 192.7 | 211.1 | 231 | 251.5 | 273.3 | 296.2 | 319.6 | 343.8 | 368.5 | 393.9 | 419.7 | 0.03
2020-06-01 | 0 | 0 | 0.1 | 0.2 | 0.4 | 0.8 | 1.2 | 1.7 | 2.2 | 2.8 | 3.7 | 4.6 | 5.9 | 0 | 2020-06-01 | 4.6 | 5.9 | 7.4 | 8.8 | 10.9 | 12.9 | 15.1 | 17.9 | 21.1 | 24.6 | 28.7 | 33.8 | 39.4 | 0 | 2020-06-01 | 28.7 | 33.8 | 39.4 | 45.3 | 52.2 | 60 | 68.1 | 77.4 | 87.5 | 99 | 111.5 | 125.5 | 140.9 | 0
2020-07-01 | 0 | 0 | 0 | 0 | 0 | 0 | 0 | 0 | 0 | 0 | 0 | 0 | 0 | 0.03 | 2020-07-01 | 0 | 0 | 0 | 0 | 0 | 0 | 0 | 0.1 | 0.1 | 0.3 | 0.5 | 0.7 | 1.1 | 0.03 | 2020-07-01 | 0.5 | 0.7 | 1.1 | 2 | 2.9 | 4.7 | 7.3 | 10.5 | 15 | 21 | 27.7 | 35.7 | 44.8 | 0.03
2020-08-01 | 0 | 0 | 0 | 0 | 0 | 0 | 0 | 0 | 0 | 0 | 0 | 0 | 0.2 | 0 | 2020-08-01 | 0 | 0.2 | 0.4 | 0.6 | 1.2 | 1.6 | 2.3 | 3.2 | 4.1 | 5.3 | 6.7 | 8.3 | 10.7 | 0 | 2020-08-01 | 6.7 | 8.3 | 10.7 | 14.2 | 18.5 | 23.9 | 30.5 | 38.1 | 46.6 | 56.3 | 67.2 | 79.1 | 92 | 0
2020-09-01 | 4.1 | 5.2 | 6.5 | 7.8 | 9.6 | 11.1 | 13 | 14.9 | 17.1 | 19.5 | 22.6 | 25.4 | 29 | 0.3 | 2020-09-01 | 25.4 | 29 | 32.6 | 36.5 | 41.4 | 46.2 | 52 | 57.7 | 64.4 | 71.8 | 79.8 | 89.4 | 99.3 | 0.3 | 2020-09-01 | 79.8 | 89.4 | 99.3 | 110.7 | 122.1 | 134.9 | 148.9 | 163.6 | 180.2 | 197.2 | 215.5 | 234.3 | 254.7 | 0.3
2020-10-01 | 24 | 27.4 | 31.3 | 35.7 | 40.5 | 46.1 | 52.6 | 60 | 68.9 | 77.7 | 88 | 98.9 | 110.8 | 0.06 | 2020-10-01 | 98.9 | 110.8 | 124.3 | 138.3 | 153.7 | 169.9 | 187.2 | 205.9 | 225.9 | 247.6 | 269.9 | 293.6 | 317.8 | 0.06 | 2020-10-01 | 269.9 | 293.6 | 317.8 | 342.4 | 368.5 | 394.7 | 421.4 | 448.7 | 476.9 | 505.2 | 534.5 | 563.9 | 593.8 | 0.06
2020-11-01 | 56.3 | 65.2 | 75.3 | 86.5 | 98.5 | 111.4 | 126.1 | 141 | 157.8 | 175 | 193.4 | 213 | 233.3 | 0.03 | 2020-11-01 | 213 | 233.3 | 254.6 | 276.5 | 299.1 | 322 | 345.5 | 369.4 | 393.6 | 418.1 | 443 | 468.5 | 494.4 | 0.03 | 2020-11-01 | 443 | 468.5 | 494.4 | 520.8 | 547.4 | 574.3 | 601.6 | 629.4 | 657.3 | 685.4 | 713.5 | 741.9 | 770.6 | 0.03
2020-12-01 | 203.7 | 225.3 | 247.6 | 270.9 | 294.6 | 319.5 | 345.8 | 372.5 | 399.4 | 426.5 | 453.9 | 481.6 | 509.5 | 0 | 2020-12-01 | 481.6 | 509.5 | 537.9 | 566.5 | 595.4 | 624.4 | 653.7 | 683.1 | 712.8 | 742.4 | 772.3 | 802.3 | 832.6 | 0 | 2020-12-01 | 772.3 | 802.3 | 832.6 | 863.1 | 893.7 | 924.6 | 955.6 | 986.6 | 1017.6 | 1048.6 | 1079.6 | 1110.6 | 1141.6 | 0
2021-01-01 | 274.4 | 301.3 | 329 | 357.7 | 386.8 | 416.7 | 447 | 477.6 | 508.3 | 539 | 569.8 | 600.6 | 631.4 | 0.03 | 2021-01-01 | 600.6 | 631.4 | 662.3 | 693.2 | 724.2 | 755.2 | 786.2 | 817.2 | 848.2 | 879.2 | 910.2 | 941.2 | 972.2 | 0.03 | 2021-01-01 | 910.2 | 941.2 | 972.2 | 1003.2 | 1034.2 | 1065.2 | 1096.2 | 1127.2 | 1158.2 | 1189.2 | 1220.2 | 1251.2 | 1282.2 | 0.03
2021-02-01 | 273.3 | 297.9 | 323.4 | 349.4 | 376.1 | 403 | 430.3 | 457.8 | 485.4 | 513.2 | 541.2 | 569.2 | 597.2 | 0 | 2021-02-01 | 569.2 | 597.2 | 625.2 | 653.2 | 681.2 | 709.2 | 737.2 | 765.2 | 793.2 | 821.2 | 849.2 | 877.2 | 905.2 | 0 | 2021-02-01 | 849.2 | 877.2 | 905.2 | 933.2 | 961.2 | 989.2 | 1017.2 | 1045.2 | 1073.2 | 1101.2 | 1129.2 | 1157.2 | 1185.2 | 0
2021-03-01 | 139.5 | 154.4 | 170.3 | 186.7 | 203.6 | 221.3 | 240 | 259.1 | 279.3 | 300.3 | 321.8 | 344.1 | 367 | 0.03 | 2021-03-01 | 344.1 | 367 | 390.5 | 414.5 | 439.2 | 464 | 489.5 | 515.5 | 541.9 | 568.9 | 596.4 | 624.5 | 652.9 | 0.03 | 2021-03-01 | 596.4 | 624.5 | 652.9 | 681.7 | 710.7 | 740.2 | 769.8 | 799.9 | 830.1 | 860.6 | 891.1 | 921.8 | 952.7 | 0.03
2021-04-01 | 19.7 | 24.4 | 29.6 | 35.6 | 41.9 | 49.2 | 57.7 | 67 | 77.5 | 88.9 | 102.1 | 117 | 133 | 0 | 2021-04-01 | 117 | 133 | 150.7 | 169.4 | 189.4 | 210 | 231.7 | 254.3 | 277.6 | 301.9 | 326.4 | 352 | 378.3 | 0 | 2021-04-01 | 326.4 | 352 | 378.3 | 404.8 | 431.9 | 459.8 | 487.5 | 515.7 | 544.4 | 572.6 | 601.5 | 630.5 | 659.6 | 0
2021-05-01 | 0 | 0 | 0.1 | 0.4 | 1 | 1.9 | 3.2 | 4.7 | 6.7 | 9.2 | 13.1 | 18.3 | 25.7 | 0 | 2021-05-01 | 18.3 | 25.7 | 34.8 | 45 | 55.8 | 67.9 | 80.8 | 95.1 | 110.3 | 125.9 | 142.7 | 159.8 | 177.9 | 0 | 2021-05-01 | 142.7 | 159.8 | 177.9 | 197.5 | 217.6 | 238.4 | 260.2 | 282.8 | 305.9 | 329.7 | 354.4 | 379.5 | 405 | 0
2021-06-01 | 0 | 0 | 0 | 0 | 0 | 0 | 0 | 0 | 0 | 0 | 0.1 | 0.2 | 0.8 | 0 | 2021-06-01 | 0.2 | 0.8 | 1.7 | 2.7 | 4.1 | 5.5 | 7.2 | 9.1 | 11.4 | 14.4 | 17.7 | 22.1 | 26.9 | 0 | 2021-06-01 | 17.7 | 22.1 | 26.9 | 32.5 | 38.6 | 45.6 | 53.8 | 62.8 | 72.6 | 83.1 | 94.7 | 107.2 | 120.7 | 0
2021-07-01 | 0 | 0 | 0 | 0 | 0 | 0 | 0 | 0 | 0 | 0 | 0 | 0 | 0 | 0.3 | 2021-07-01 | 0 | 0 | 0 | 0 | 0 | 0.1 | 0.2 | 0.5 | 1.5 | 3.4 | 6.4 | 9.5 | 13.2 | 0.3 | 2021-07-01 | 6.4 | 9.5 | 13.2 | 17.7 | 22.2 | 28.3 | 35.5 | 44.3 | 55.6 | 68.8 | 84 | 100.9 | 119.8 | 0.3
2021-08-01 | 0 | 0 | 0 | 0 | 0 | 0 | 0 | 0 | 0 | 0 | 0 | 0 | 0 | 0 | 2021-08-01 | 0 | 0 | 0 | 0 | 0 | 0.1 | 0.3 | 0.6 | 1.1 | 1.7 | 2.5 | 3.7 | 5 | 0 | 2021-08-01 | 2.5 | 3.7 | 5 | 6.9 | 9 | 11.7 | 15.3 | 19.9 | 25.1 | 31 | 37.8 | 46.1 | 56.5 | 0
2021-09-01 | 0 | 0 | 0 | 0 | 0 | 0 | 0 | 0 | 0 | 0 | 0.2 | 0.6 | 1.2 | 0.03 | 2021-09-01 | 0.6 | 1.2 | 2.1 | 3.5 | 4.9 | 7 | 9.9 | 13.2 | 17.1 | 21.7 | 27.2 | 33.5 | 40.2 | 0.03 | 2021-09-01 | 27.2 | 33.5 | 40.2 | 47.8 | 56.8 | 67.5 | 79.2 | 92.7 | 107.3 | 123.8 | 141.8 | 161.3 | 181.4 | 0.03
2021-10-01 | 3 | 3.7 | 4.6 | 5.4 | 6.5 | 7.6 | 9.1 | 10.8 | 13.2 | 15.9 | 19.3 | 24.5 | 30.7 | 0 | 2021-10-01 | 24.5 | 30.7 | 38.2 | 46.9 | 57.3 | 68.9 | 82 | 96.1 | 111.4 | 128.5 | 147.2 | 167.6 | 189.3 | 0 | 2021-10-01 | 147.2 | 167.6 | 189.3 | 212 | 235.5 | 260.1 | 285.1 | 311.3 | 337.8 | 364.8 | 392 | 419.8 | 447.9 | 0
2021-11-01 | 71.5 | 83.7 | 98 | 112.4 | 127.9 | 144.2 | 161.4 | 179.7 | 198.6 | 218.4 | 239.4 | 260.6 | 282.8 | 0 | 2021-11-01 | 260.6 | 282.8 | 306.3 | 330.8 | 356.5 | 382.6 | 409.2 | 436.8 | 464.2 | 492.1 | 520.6 | 548.8 | 577.7 | 0 | 2021-11-01 | 520.6 | 548.8 | 577.7 | 606.6 | 635.9 | 665.3 | 694.9 | 724.5 | 754.1 | 783.8 | 813.6 | 843.5 | 873.6 | 0
2021-12-01 | 121.5 | 140.7 | 161 | 182.4 | 205.2 | 229.1 | 253.8 | 279.6 | 306.2 | 333.1 | 360.7 | 388 | 415.9 | 0.1 | 2021-12-01 | 388 | 415.9 | 443.6 | 471.8 | 500 | 528.6 | 557.6 | 587 | 616.8 | 646.7 | 676.9 | 707.3 | 737.9 | 0.1 | 2021-12-01 | 676.9 | 707.3 | 737.9 | 768.7 | 799.5 | 830.4 | 861.4 | 892.4 | 923.4 | 954.4 | 985.4 | 1016.4 | 1047.4 | 0.1
2022-01-01 | 420.9 | 447.6 | 474.8 | 502.6 | 530.8 | 559.3 | 588.1 | 617.7 | 647.6 | 677.8 | 708.5 | 739.3 | 770.1 | 0.2 | 2022-01-01 | 739.3 | 770.1 | 801 | 832 | 863 | 894 | 925 | 956 | 987 | 1018 | 1049 | 1080 | 1111 | 0.2 | 2022-01-01 | 1049 | 1080 | 1111 | 1142 | 1173 | 1204 | 1235 | 1266 | 1297 | 1328 | 1359 | 1390 | 1421 | 0.2
2022-02-01 | 268.7 | 288.6 | 309.3 | 331.1 | 353.3 | 376.2 | 399.1 | 422.6 | 446.4 | 470.7 | 495.1 | 520.1 | 545.3 | 0 | 2022-02-01 | 520.1 | 545.3 | 570.7 | 596.2 | 621.8 | 647.6 | 673.3 | 699.3 | 725.8 | 752.5 | 779.8 | 807.2 | 834.8 | 0 | 2022-02-01 | 779.8 | 807.2 | 834.8 | 862.4 | 890.2 | 917.9 | 945.7 | 973.5 | 1001.4 | 1029.2 | 1057.1 | 1085.1 | 1113.1 | 0
2022-03-01 | 107.7 | 120.5 | 134.3 | 149.4 | 165.7 | 183.2 | 202.2 | 221.5 | 242.5 | 263.9 | 286.9 | 310 | 334.1 | 0 | 2022-03-01 | 310 | 334.1 | 359 | 384.6 | 410.9 | 437.5 | 464.6 | 492.5 | 520.6 | 549 | 578 | 606.8 | 636.2 | 0 | 2022-03-01 | 578 | 606.8 | 636.2 | 665.8 | 695.8 | 725.7 | 756.1 | 786.6 | 817.2 | 847.8 | 878.5 | 909.3 | 939.9 | 0
2022-04-01 | 7.6 | 9.9 | 14 | 18.4 | 24 | 29.9 | 37.5 | 45.7 | 55.6 | 66.6 | 79.5 | 93.6 | 109.4 | 0 | 2022-04-01 | 93.6 | 109.4 | 126.7 | 145.3 | 165.8 | 187.4 | 210.5 | 234.5 | 259.5 | 285.1 | 311.7 | 338.3 | 365.5 | 0 | 2022-04-01 | 311.7 | 338.3 | 365.5 | 393.2 | 421.4 | 450 | 478.8 | 508 | 537.2 | 566.6 | 596.1 | 625.9 | 655.7 | 0
2022-05-01 | 0.5 | 0.9 | 1.4 | 2 | 3.1 | 4.2 | 5.7 | 7.6 | 9.7 | 12.3 | 15.9 | 19.7 | 24.1 | 0 | 2022-05-01 | 19.7 | 24.1 | 29.4 | 35.7 | 42.7 | 51.1 | 60.5 | 71 | 82.6 | 95.7 | 109.4 | 123.8 | 139.2 | 0 | 2022-05-01 | 109.4 | 123.8 | 139.2 | 155 | 171.9 | 190 | 209 | 228.5 | 249 | 270.7 | 293.4 | 316.7 | 341.2 | 0
2022-06-01 | 0 | 0 | 0 | 0 | 0 | 0 | 0 | 0 | 0 | 0.2 | 0.5 | 1 | 1.5 | 0 | 2022-06-01 | 1 | 1.5 | 2.4 | 3.3 | 4.7 | 6.3 | 8.4 | 11.8 | 16.7 | 22.2 | 28.6 | 36 | 44.7 | 0 | 2022-06-01 | 28.6 | 36 | 44.7 | 54 | 65.1 | 77.4 | 90 | 103.4 | 118.3 | 133.9 | 150.6 | 168 | 186.3 | 0
2022-07-01 | 0 | 0 | 0 | 0 | 0 | 0 | 0 | 0 | 0 | 0 | 0 | 0 | 0 | 0 | 2022-07-01 | 0 | 0 | 0 | 0.1 | 0.2 | 0.3 | 0.6 | 0.9 | 1.4 | 1.7 | 2.6 | 3.8 | 4.9 | 0 | 2022-07-01 | 2.6 | 3.8 | 4.9 | 7 | 9.3 | 12.8 | 16.5 | 21 | 26.3 | 32.3 | 38.8 | 46.3 | 55 | 0
2022-08-01 | 0 | 0 | 0 | 0 | 0 | 0 | 0 | 0 | 0 | 0 | 0 | 0 | 0 | 0.1 | 2022-08-01 | 0 | 0 | 0 | 0 | 0 | 0 | 0.1 | 0.5 | 1 | 1.5 | 2.3 | 3.2 | 4.3 | 0.1 | 2022-08-01 | 2.3 | 3.2 | 4.3 | 5.8 | 7.3 | 9.3 | 11.9 | 15.5 | 20 | 25.3 | 33.4 | 42.7 | 53.5 | 0.1
2022-09-01 | 0 | 0 | 0 | 0.1 | 0.1 | 0.4 | 0.9 | 1.5 | 2.6 | 4.1 | 5.8 | 8.1 | 10.8 | 0.3 | 2022-09-01 | 8.1 | 10.8 | 13.9 | 17.7 | 21.9 | 27 | 32.4 | 37.9 | 44.6 | 52.2 | 61 | 70.8 | 81.4 | 0.3 | 2022-09-01 | 61 | 70.8 | 81.4 | 93.5 | 107.6 | 123.5 | 140.5 | 159.4 | 179 | 199.7 | 221.9 | 244.8 | 268.3 | 0.3
2022-10-01 | 8.7 | 11.3 | 14.5 | 18.1 | 22.6 | 27.6 | 33.2 | 39.6 | 46.5 | 54.8 | 63.9 | 73.9 | 84.4 | 0 | 2022-10-01 | 73.9 | 84.4 | 95.9 | 108.3 | 121.7 | 136.1 | 152.3 | 169.6 | 187.9 | 207.7 | 229.4 | 252 | 275.2 | 0 | 2022-10-01 | 229.4 | 252 | 275.2 | 299.7 | 325 | 350.9 | 378.3 | 406.4 | 435.6 | 464.9 | 494.8 | 525 | 555.3 | 0
2022-11-01 | 52.3 | 61.4 | 71.2 | 82.5 | 94.1 | 106.6 | 120.3 | 134.5 | 149.5 | 165.4 | 182.1 | 199.3 | 217.2 | 0 | 2022-11-01 | 199.3 | 217.2 | 236 | 255.7 | 276.3 | 297.8 | 319.7 | 341.8 | 364.4 | 387.4 | 411.1 | 435.4 | 459.9 | 0 | 2022-11-01 | 411.1 | 435.4 | 459.9 | 484.4 | 509.5 | 534.6 | 560.1 | 585.7 | 612.2 | 638.7 | 665.8 | 693.4 | 721.7 | 0
2022-12-01 | 175.4 | 193.9 | 213.9 | 235.3 | 257.5 | 280.9 | 305.1 | 330 | 355.3 | 380.7 | 406.7 | 432.7 | 459.3 | 0.06 | 2022-12-01 | 432.7 | 459.3 | 486 | 513.8 | 541.6 | 569.8 | 598.4 | 627.5 | 657 | 687 | 717.2 | 748 | 778.8 | 0.06 | 2022-12-01 | 717.2 | 748 | 778.8 | 809.6 | 840.5 | 871.4 | 902.4 | 933.4 | 964.4 | 995.4 | 1026.4 | 1057.4 | 1088.4 | 0.06
2023-01-01 | 113.8 | 134.2 | 157.2 | 180.7 | 205.1 | 230.6 | 256.4 | 282.9 | 310 | 337.7 | 365.6 | 394.1 | 422.5 | 0 | 2023-01-01 | 394.1 | 422.5 | 451.7 | 481.4 | 511.3 | 541.4 | 571.7 | 602.1 | 632.6 | 663.3 | 694.3 | 725.3 | 756.3 | 0 | 2023-01-01 | 694.3 | 725.3 | 756.3 | 787.3 | 818.3 | 849.3 | 880.3 | 911.3 | 942.3 | 973.3 | 1004.3 | 1035.3 | 1066.3 | 0
2023-02-01 | 201.3 | 219.8 | 238.8 | 258 | 278.2 | 299 | 320.8 | 342.8 | 365.5 | 388.6 | 412.1 | 436.6 | 461.4 | 0.04 | 2023-02-01 | 436.6 | 461.4 | 486.8 | 512.5 | 538.4 | 564.8 | 591.2 | 617.8 | 644.8 | 671.6 | 698.9 | 726.3 | 754 | 0.04 | 2023-02-01 | 698.9 | 726.3 | 754 | 782 | 810 | 838 | 866 | 894 | 922 | 950 | 978 | 1006 | 1034 | 0.04
2023-03-01 | 69.4 | 84.9 | 102.3 | 122 | 142.8 | 164.9 | 187.6 | 211.3 | 236.2 | 261.6 | 287.5 | 314.5 | 341.7 | 0 | 2023-03-01 | 314.5 | 341.7 | 369.6 | 398.1 | 427.2 | 456.6 | 486.3 | 516.2 | 546.5 | 577 | 607.9 | 638.7 | 669.5 | 0 | 2023-03-01 | 607.9 | 638.7 | 669.5 | 700.5 | 731.4 | 762.4 | 793.3 | 824.3 | 855.3 | 886.2 | 917.2 | 948.1 | 979.1 | 0
2023-04-01 | 11.3 | 13.8 | 17 | 20.4 | 25 | 29.9 | 35.4 | 42.2 | 50.3 | 59.5 | 70.9 | 83.8 | 98.8 | 0 | 2023-04-01 | 83.8 | 98.8 | 115.9 | 134.7 | 154.6 | 175.4 | 197.8 | 221 | 244.8 | 269.3 | 294.5 | 320.1 | 345.9 | 0 | 2023-04-01 | 294.5 | 320.1 | 345.9 | 372.1 | 398.8 | 425.5 | 452.8 | 480 | 507.7 | 535.6 | 563.5 | 591.7 | 620 | 0

## Daily KBOS (2022-3) (hidden)
Description: | Fahrenheit-based heating degree days with base temperatures at and around 45 F | [13 empty] | Description: | Fahrenheit-based heating degree days with base temperatures at and around 55 F | [13 empty] | Description: | Fahrenheit-based heating degree days with base temperatures at and around 65 F
Source: | www.degreedays.net | [13 empty] | Source: | www.degreedays.net | [13 empty] | Source: | www.degreedays.net
Accuracy: | Estimates were made to account for missing data: the "% Estimated" column shows how much each figure was affected (0% is best, 100% is worst) | [13 empty] | Accuracy: | Estimates were made to account for missing data: the "% Estimated" column shows how much each figure was affected (0% is best, 100% is worst) | [13 empty] | Accuracy: | Estimates were made to account for missing data: the "% Estimated" column shows how much each figure was affected (0% is best, 100% is worst)
Station: | Boston, MA, US (71.00W,42.36N) | [13 empty] | Station: | Boston, MA, US (71.00W,42.36N) | [13 empty] | Station: | Boston, MA, US (71.00W,42.36N)
Station ID: | KBOS | [13 empty] | Station ID: | KBOS | [13 empty] | Station ID: | KBOS
| (Column titles show the base temperature in Fahrenheit) | [14 empty] | (Column titles show the base temperature in Fahrenheit) | [14 empty] | (Column titles show the base temperature in Fahrenheit)
Date | HDD 39 | HDD 40 | HDD 41 | HDD 42 | HDD 43 | HDD 44 | HDD 45 | HDD 46 | HDD 47 | HDD 48 | HDD 49 | HDD 50 | HDD 51 | % Estimated | Date | HDD 49 | HDD 50 | HDD 51 | HDD 52 | HDD 53 | HDD 54 | HDD 55 | HDD 56 | HDD 57 | HDD 58 | HDD 59 | HDD 60 | HDD 61 | % Estimated | Date | HDD 59 | HDD 60 | HDD 61 | HDD 62 | HDD 63 | HDD 64 | HDD 65 | HDD 66 | HDD 67 | HDD 68 | HDD 69 | HDD 70 | HDD 71 | % Estimated
2022-08-01 | 0 | 0 | 0 | 0 | 0 | 0 | 0 | 0 | 0 | 0 | 0 | 0 | 0 | 0 | 2022-08-01 | 0 | 0 | 0 | 0 | 0 | 0 | 0 | 0 | 0 | 0 | 0 | 0 | 0 | 0 | 2022-08-01 | 0 | 0 | 0 | 0 | 0 | 0 | 0 | 0 | 0 | 0 | 0 | 0 | 0.1 | 0
2022-08-02 | 0 | 0 | 0 | 0 | 0 | 0 | 0 | 0 | 0 | 0 | 0 | 0 | 0 | 0 | 2022-08-02 | 0 | 0 | 0 | 0 | 0 | 0 | 0 | 0 | 0 | 0 | 0 | 0 | 0 | 0 | 2022-08-02 | 0 | 0 | 0 | 0 | 0 | 0 | 0 | 0 | 0 | 0 | 0 | 0.2 | 0.4 | 0
2022-08-03 | 0 | 0 | 0 | 0 | 0 | 0 | 0 | 0 | 0 | 0 | 0 | 0 | 0 | 0 | 2022-08-03 | 0 | 0 | 0 | 0 | 0 | 0 | 0 | 0 | 0 | 0 | 0 | 0 | 0 | 0 | 2022-08-03 | 0 | 0 | 0 | 0 | 0 | 0 | 0 | 0 | 0 | 0 | 0 | 0 | 0.1 | 0
2022-08-04 | 0 | 0 | 0 | 0 | 0 | 0 | 0 | 0 | 0 | 0 | 0 | 0 | 0 | 0 | 2022-08-04 | 0 | 0 | 0 | 0 | 0 | 0 | 0 | 0 | 0 | 0 | 0 | 0 | 0 | 0 | 2022-08-04 | 0 | 0 | 0 | 0 | 0 | 0 | 0 | 0 | 0 | 0 | 0 | 0 | 0.1 | 0
2022-08-05 | 0 | 0 | 0 | 0 | 0 | 0 | 0 | 0 | 0 | 0 | 0 | 0 | 0 | 0 | 2022-08-05 | 0 | 0 | 0 | 0 | 0 | 0 | 0 | 0 | 0 | 0 | 0 | 0 | 0 | 0 | 2022-08-05 | 0 | 0 | 0 | 0 | 0 | 0 | 0 | 0 | 0 | 0 | 0 | 0 | 0 | 0
2022-08-06 | 0 | 0 | 0 | 0 | 0 | 0 | 0 | 0 | 0 | 0 | 0 | 0 | 0 | 0 | 2022-08-06 | 0 | 0 | 0 | 0 | 0 | 0 | 0 | 0 | 0 | 0 | 0 | 0 | 0 | 0 | 2022-08-06 | 0 | 0 | 0 | 0 | 0 | 0 | 0 | 0 | 0 | 0 | 0 | 0 | 0 | 0
2022-08-07 | 0 | 0 | 0 | 0 | 0 | 0 | 0 | 0 | 0 | 0 | 0 | 0 | 0 | 0 | 2022-08-07 | 0 | 0 | 0 | 0 | 0 | 0 | 0 | 0 | 0 | 0 | 0 | 0 | 0 | 0 | 2022-08-07 | 0 | 0 | 0 | 0 | 0 | 0 | 0 | 0 | 0 | 0 | 0 | 0 | 0 | 0
2022-08-08 | 0 | 0 | 0 | 0 | 0 | 0 | 0 | 0 | 0 | 0 | 0 | 0 | 0 | 0 | 2022-08-08 | 0 | 0 | 0 | 0 | 0 | 0 | 0 | 0 | 0 | 0 | 0 | 0 | 0 | 0 | 2022-08-08 | 0 | 0 | 0 | 0 | 0 | 0 | 0 | 0 | 0 | 0 | 0 | 0 | 0 | 0
2022-08-09 | 0 | 0 | 0 | 0 | 0 | 0 | 0 | 0 | 0 | 0 | 0 | 0 | 0 | 0 | 2022-08-09 | 0 | 0 | 0 | 0 | 0 | 0 | 0 | 0 | 0 | 0 | 0 | 0 | 0 | 0 | 2022-08-09 | 0 | 0 | 0 | 0 | 0 | 0 | 0 | 0 | 0 | 0 | 0.1 | 0.2 | 0.3 | 0
2022-08-10 | 0 | 0 | 0 | 0 | 0 | 0 | 0 | 0 | 0 | 0 | 0 | 0 | 0 | 0 | 2022-08-10 | 0 | 0 | 0 | 0 | 0 | 0 | 0 | 0 | 0 | 0 | 0 | 0 | 0 | 0 | 2022-08-10 | 0 | 0 | 0 | 0 | 0 | 0 | 0 | 0 | 0.3 | 0.9 | 1.5 | 2.3 | 3.1 | 0
2022-08-11 | 0 | 0 | 0 | 0 | 0 | 0 | 0 | 0 | 0 | 0 | 0 | 0 | 0 | 0 | 2022-08-11 | 0 | 0 | 0 | 0 | 0 | 0 | 0 | 0 | 0 | 0 | 0 | 0 | 0 | 0 | 2022-08-11 | 0 | 0 | 0 | 0 | 0 | 0 | 0 | 0 | 0.2 | 0.4 | 0.7 | 1.1 | 1.6 | 0
2022-08-12 | 0 | 0 | 0 | 0 | 0 | 0 | 0 | 0 | 0 | 0 | 0 | 0 | 0 | 0 | 2022-08-12 | 0 | 0 | 0 | 0 | 0 | 0 | 0 | 0 | 0 | 0 | 0 | 0 | 0 | 0 | 2022-08-12 | 0 | 0 | 0 | 0 | 0 | 0 | 0 | 0 | 0 | 0 | 0.1 | 0.4 | 0.7 | 0
2022-08-13 | 0 | 0 | 0 | 0 | 0 | 0 | 0 | 0 | 0 | 0 | 0 | 0 | 0 | 0 | 2022-08-13 | 0 | 0 | 0 | 0 | 0 | 0 | 0 | 0 | 0 | 0 | 0 | 0 | 0 | 0 | 2022-08-13 | 0 | 0 | 0 | 0 | 0 | 0 | 0.2 | 0.5 | 0.9 | 1.5 | 2.2 | 3 | 3.7 | 0
2022-08-14 | 0 | 0 | 0 | 0 | 0 | 0 | 0 | 0 | 0 | 0 | 0 | 0 | 0 | 0 | 2022-08-14 | 0 | 0 | 0 | 0 | 0 | 0 | 0 | 0 | 0 | 0 | 0 | 0 | 0 | 0 | 2022-08-14 | 0 | 0 | 0 | 0 | 0 | 0 | 0.1 | 0.3 | 0.6 | 0.9 | 1.2 | 1.6 | 1.9 | 0
2022-08-15 | 0 | 0 | 0 | 0 | 0 | 0 | 0 | 0 | 0 | 0 | 0 | 0 | 0 | 0 | 2022-08-15 | 0 | 0 | 0 | 0 | 0 | 0 | 0 | 0 | 0 | 0 | 0 | 0 | 0 | 0 | 2022-08-15 | 0 | 0 | 0 | 0 | 0 | 0 | 0 | 0.1 | 0.3 | 0.6 | 0.9 | 1.4 | 1.9 | 0
2022-08-16 | 0 | 0 | 0 | 0 | 0 | 0 | 0 | 0 | 0 | 0 | 0 | 0 | 0 | 0 | 2022-08-16 | 0 | 0 | 0 | 0 | 0 | 0 | 0 | 0 | 0 | 0 | 0 | 0 | 0 | 0 | 2022-08-16 | 0 | 0 | 0 | 0 | 0 | 0 | 0 | 0.1 | 0.3 | 0.6 | 0.9 | 1.3 | 1.9 | 0
2022-08-17 | 0 | 0 | 0 | 0 | 0 | 0 | 0 | 0 | 0 | 0 | 0 | 0 | 0 | 0 | 2022-08-17 | 0 | 0 | 0 | 0 | 0 | 0 | 0 | 0 | 0 | 0 | 0 | 0 | 0 | 0 | 2022-08-17 | 0 | 0 | 0 | 0 | 0 | 0 | 0 | 0 | 0.1 | 0.3 | 0.5 | 0.9 | 1.5 | 0
2022-08-18 | 0 | 0 | 0 | 0 | 0 | 0 | 0 | 0 | 0 | 0 | 0 | 0 | 0 | 1 | 2022-08-18 | 0 | 0 | 0 | 0 | 0 | 0 | 0 | 0 | 0 | 0 | 0 | 0 | 0 | 1 | 2022-08-18 | 0 | 0 | 0 | 0 | 0 | 0 | 0 | 0 | 0 | 0.2 | 0.5 | 0.8 | 1.2 | 1
2022-08-19 | 0 | 0 | 0 | 0 | 0 | 0 | 0 | 0 | 0 | 0 | 0 | 0 | 0 | 0 | 2022-08-19 | 0 | 0 | 0 | 0 | 0 | 0 | 0 | 0 | 0 | 0 | 0 | 0 | 0 | 0 | 2022-08-19 | 0 | 0 | 0 | 0 | 0 | 0 | 0 | 0 | 0 | 0 | 0 | 0.1 | 0.3 | 0
2022-08-20 | 0 | 0 | 0 | 0 | 0 | 0 | 0 | 0 | 0 | 0 | 0 | 0 | 0 | 0 | 2022-08-20 | 0 | 0 | 0 | 0 | 0 | 0 | 0 | 0 | 0 | 0 | 0 | 0 | 0 | 0 | 2022-08-20 | 0 | 0 | 0 | 0 | 0 | 0 | 0 | 0 | 0 | 0 | 0 | 0 | 0.1 | 0
2022-08-21 | 0 | 0 | 0 | 0 | 0 | 0 | 0 | 0 | 0 | 0 | 0 | 0 | 0 | 0 | 2022-08-21 | 0 | 0 | 0 | 0 | 0 | 0 | 0 | 0 | 0 | 0 | 0 | 0 | 0 | 0 | 2022-08-21 | 0 | 0 | 0 | 0 | 0 | 0 | 0 | 0 | 0 | 0 | 0 | 0 | 0.1 | 0
2022-08-22 | 0 | 0 | 0 | 0 | 0 | 0 | 0 | 0 | 0 | 0 | 0 | 0 | 0 | 0 | 2022-08-22 | 0 | 0 | 0 | 0 | 0 | 0 | 0 | 0 | 0 | 0 | 0 | 0 | 0 | 0 | 2022-08-22 | 0 | 0 | 0 | 0 | 0 | 0 | 0 | 0 | 0 | 0 | 0.3 | 0.7 | 1.6 | 0
2022-08-23 | 0 | 0 | 0 | 0 | 0 | 0 | 0 | 0 | 0 | 0 | 0 | 0 | 0 | 0 | 2022-08-23 | 0 | 0 | 0 | 0 | 0 | 0 | 0 | 0 | 0 | 0 | 0 | 0 | 0 | 0 | 2022-08-23 | 0 | 0 | 0 | 0 | 0 | 0 | 0 | 0 | 0 | 0 | 0 | 0.5 | 1.2 | 0
2022-08-24 | 0 | 0 | 0 | 0 | 0 | 0 | 0 | 0 | 0 | 0 | 0 | 0 | 0 | 0 | 2022-08-24 | 0 | 0 | 0 | 0 | 0 | 0 | 0 | 0 | 0 | 0 | 0 | 0 | 0 | 0 | 2022-08-24 | 0 | 0 | 0 | 0 | 0 | 0 | 0 | 0 | 0 | 0 | 0.2 | 0.5 | 0.8 | 0
2022-08-25 | 0 | 0 | 0 | 0 | 0 | 0 | 0 | 0 | 0 | 0 | 0 | 0 | 0 | 0 | 2022-08-25 | 0 | 0 | 0 | 0 | 0 | 0 | 0 | 0 | 0 | 0 | 0 | 0 | 0 | 0 | 2022-08-25 | 0 | 0 | 0 | 0 | 0 | 0 | 0 | 0 | 0 | 0 | 0 | 0 | 0 | 0
2022-08-26 | 0 | 0 | 0 | 0 | 0 | 0 | 0 | 0 | 0 | 0 | 0 | 0 | 0 | 0 | 2022-08-26 | 0 | 0 | 0 | 0 | 0 | 0 | 0 | 0 | 0 | 0 | 0 | 0 | 0 | 0 | 2022-08-26 | 0 | 0 | 0 | 0 | 0 | 0 | 0 | 0 | 0 | 0 | 0 | 0 | 0.1 | 0
2022-08-27 | 0 | 0 | 0 | 0 | 0 | 0 | 0 | 0 | 0 | 0 | 0 | 0 | 0 | 0 | 2022-08-27 | 0 | 0 | 0 | 0 | 0 | 0 | 0 | 0 | 0 | 0 | 0 | 0 | 0 | 0 | 2022-08-27 | 0 | 0 | 0 | 0 | 0 | 0 | 0 | 0 | 0 | 0 | 0 | 0.3 | 0.7 | 0
2022-08-28 | 0 | 0 | 0 | 0 | 0 | 0 | 0 | 0 | 0 | 0 | 0 | 0 | 0 | 0 | 2022-08-28 | 0 | 0 | 0 | 0 | 0 | 0 | 0 | 0 | 0 | 0 | 0 | 0 | 0 | 0 | 2022-08-28 | 0 | 0 | 0 | 0 | 0 | 0 | 0 | 0 | 0 | 0.2 | 0.5 | 0.9 | 1.4 | 0
2022-08-29 | 0 | 0 | 0 | 0 | 0 | 0 | 0 | 0 | 0 | 0 | 0 | 0 | 0 | 0 | 2022-08-29 | 0 | 0 | 0 | 0 | 0 | 0 | 0 | 0 | 0 | 0 | 0 | 0 | 0 | 0 | 2022-08-29 | 0 | 0 | 0 | 0 | 0 | 0 | 0 | 0 | 0.2 | 0.4 | 0.7 | 1 | 1.4 | 0
2022-08-30 | 0 | 0 | 0 | 0 | 0 | 0 | 0 | 0 | 0 | 0 | 0 | 0 | 0 | 0 | 2022-08-30 | 0 | 0 | 0 | 0 | 0 | 0 | 0 | 0 | 0 | 0 | 0 | 0 | 0 | 0 | 2022-08-30 | 0 | 0 | 0 | 0 | 0 | 0 | 0 | 0 | 0 | 0 | 0 | 0 | 0 | 0
2022-08-31 | 0 | 0 | 0 | 0 | 0 | 0 | 0 | 0 | 0 | 0 | 0 | 0 | 0 | 0 | 2022-08-31 | 0 | 0 | 0 | 0 | 0 | 0 | 0 | 0 | 0 | 0 | 0 | 0 | 0 | 0 | 2022-08-31 | 0 | 0 | 0 | 0 | 0 | 0 | 0 | 0 | 0 | 0 | 0 | 0 | 0 | 0
2022-09-01 | 0 | 0 | 0 | 0 | 0 | 0 | 0 | 0 | 0 | 0 | 0 | 0 | 0 | 0 | 2022-09-01 | 0 | 0 | 0 | 0 | 0 | 0 | 0 | 0 | 0 | 0 | 0 | 0 | 0 | 0 | 2022-09-01 | 0 | 0 | 0 | 0 | 0 | 0 | 0 | 0 | 0.1 | 0.2 | 0.6 | 0.9 | 1.3 | 0
2022-09-02 | 0 | 0 | 0 | 0 | 0 | 0 | 0 | 0 | 0 | 0 | 0 | 0 | 0 | 0 | 2022-09-02 | 0 | 0 | 0 | 0 | 0 | 0 | 0 | 0 | 0 | 0 | 0.1 | 0.2 | 0.4 | 0 | 2022-09-02 | 0.1 | 0.2 | 0.4 | 0.6 | 1 | 1.4 | 2 | 2.6 | 3.3 | 4.3 | 5.3 | 6.3 | 7.3 | 0
2022-09-03 | 0 | 0 | 0 | 0 | 0 | 0 | 0 | 0 | 0 | 0 | 0 | 0 | 0 | 0 | 2022-09-03 | 0 | 0 | 0 | 0 | 0 | 0 | 0 | 0 | 0 | 0 | 0 | 0 | 0.2 | 0 | 2022-09-03 | 0 | 0 | 0.2 | 0.5 | 0.8 | 1.1 | 1.5 | 1.8 | 2.2 | 2.7 | 3.3 | 3.8 | 4.5 | 0
2022-09-04 | 0 | 0 | 0 | 0 | 0 | 0 | 0 | 0 | 0 | 0 | 0 | 0 | 0 | 0 | 2022-09-04 | 0 | 0 | 0 | 0 | 0 | 0 | 0 | 0 | 0 | 0 | 0 | 0 | 0 | 0 | 2022-09-04 | 0 | 0 | 0 | 0 | 0 | 0 | 0.1 | 0.4 | 0.7 | 1 | 1.3 | 1.6 | 2 | 0
2022-09-05 | 0 | 0 | 0 | 0 | 0 | 0 | 0 | 0 | 0 | 0 | 0 | 0 | 0 | 0 | 2022-09-05 | 0 | 0 | 0 | 0 | 0 | 0 | 0 | 0 | 0 | 0 | 0 | 0 | 0 | 0 | 2022-09-05 | 0 | 0 | 0 | 0 | 0 | 0 | 0.1 | 0.3 | 0.6 | 1 | 1.5 | 2.1 | 2.9 | 0
2022-09-06 | 0 | 0 | 0 | 0 | 0 | 0 | 0 | 0 | 0 | 0 | 0 | 0 | 0 | 0 | 2022-09-06 | 0 | 0 | 0 | 0 | 0 | 0 | 0 | 0 | 0 | 0 | 0 | 0 | 0 | 0 | 2022-09-06 | 0 | 0 | 0 | 0 | 0 | 0.3 | 1.2 | 2.2 | 3.2 | 4.2 | 5.2 | 6.2 | 7.2 | 0
2022-09-07 | 0 | 0 | 0 | 0 | 0 | 0 | 0 | 0 | 0 | 0 | 0 | 0 | 0 | 0 | 2022-09-07 | 0 | 0 | 0 | 0 | 0 | 0 | 0 | 0 | 0 | 0 | 0 | 0 | 0 | 0 | 2022-09-07 | 0 | 0 | 0 | 0.1 | 0.4 | 0.8 | 1.3 | 1.8 | 2.5 | 3.2 | 3.9 | 4.8 | 5.7 | 0
2022-09-08 | 0 | 0 | 0 | 0 | 0 | 0 | 0 | 0 | 0 | 0 | 0 | 0 | 0 | 0 | 2022-09-08 | 0 | 0 | 0 | 0 | 0 | 0 | 0 | 0 | 0 | 0 | 0 | 0.1 | 0.3 | 0 | 2022-09-08 | 0 | 0.1 | 0.3 | 0.5 | 0.9 | 1.4 | 2 | 2.6 | 3.2 | 3.9 | 4.6 | 5.4 | 6.4 | 0
2022-09-09 | 0 | 0 | 0 | 0 | 0 | 0 | 0 | 0 | 0 | 0 | 0 | 0 | 0 | 0 | 2022-09-09 | 0 | 0 | 0 | 0 | 0 | 0 | 0 | 0 | 0 | 0 | 0 | 0.1 | 0.3 | 0 | 2022-09-09 | 0 | 0.1 | 0.3 | 0.6 | 1 | 1.3 | 1.7 | 2.1 | 2.5 | 2.9 | 3.4 | 4 | 4.8 | 0
2022-09-10 | 0 | 0 | 0 | 0 | 0 | 0 | 0 | 0 | 0 | 0 | 0 | 0 | 0 | 0 | 2022-09-10 | 0 | 0 | 0 | 0 | 0 | 0 | 0 | 0 | 0 | 0 | 0 | 0 | 0 | 0 | 2022-09-10 | 0 | 0 | 0 | 0 | 0 | 0 | 0 | 0 | 0 | 0.2 | 0.4 | 0.7 | 1.1 | 0
2022-09-11 | 0 | 0 | 0 | 0 | 0 | 0 | 0 | 0 | 0 | 0 | 0 | 0 | 0 | 0 | 2022-09-11 | 0 | 0 | 0 | 0 | 0 | 0 | 0 | 0 | 0 | 0 | 0 | 0 | 0 | 0 | 2022-09-11 | 0 | 0 | 0 | 0 | 0 | 0 | 0 | 0 | 0 | 0 | 0 | 0 | 0.1 | 0
2022-09-12 | 0 | 0 | 0 | 0 | 0 | 0 | 0 | 0 | 0 | 0 | 0 | 0 | 0 | 0 | 2022-09-12 | 0 | 0 | 0 | 0 | 0 | 0 | 0 | 0 | 0 | 0 | 0 | 0 | 0 | 0 | 2022-09-12 | 0 | 0 | 0 | 0 | 0 | 0 | 0 | 0 | 0.2 | 0.4 | 0.7 | 1.1 | 1.6 | 0
2022-09-13 | 0 | 0 | 0 | 0 | 0 | 0 | 0 | 0 | 0 | 0 | 0 | 0 | 0 | 0 | 2022-09-13 | 0 | 0 | 0 | 0 | 0 | 0 | 0 | 0 | 0 | 0 | 0 | 0 | 0 | 0 | 2022-09-13 | 0 | 0 | 0 | 0 | 0 | 0 | 0 | 0 | 0 | 0.2 | 0.6 | 1.1 | 1.7 | 0
2022-09-14 | 0 | 0 | 0 | 0 | 0 | 0 | 0 | 0 | 0 | 0 | 0 | 0 | 0 | 0 | 2022-09-14 | 0 | 0 | 0 | 0 | 0 | 0 | 0 | 0 | 0 | 0 | 0 | 0 | 0 | 0 | 2022-09-14 | 0 | 0 | 0 | 0 | 0 | 0.1 | 0.2 | 0.4 | 0.6 | 0.9 | 1.2 | 1.5 | 1.9 | 0
2022-09-15 | 0 | 0 | 0 | 0 | 0 | 0 | 0 | 0 | 0 | 0 | 0 | 0 | 0 | 0 | 2022-09-15 | 0 | 0 | 0 | 0 | 0 | 0 | 0 | 0 | 0 | 0 | 0 | 0 | 0.2 | 0 | 2022-09-15 | 0 | 0 | 0.2 | 0.4 | 0.7 | 1 | 1.4 | 1.8 | 2.4 | 3.1 | 3.9 | 4.7 | 5.6 | 0
2022-09-16 | 0 | 0 | 0 | 0 | 0 | 0 | 0 | 0 | 0 | 0 | 0 | 0 | 0 | 0 | 2022-09-16 | 0 | 0 | 0 | 0 | 0 | 0 | 0 | 0 | 0.2 | 0.5 | 0.8 | 1.2 | 1.5 | 0 | 2022-09-16 | 0.8 | 1.2 | 1.5 | 2 | 2.4 | 2.9 | 3.5 | 4.1 | 4.8 | 5.5 | 6.3 | 7.1 | 8 | 0
2022-09-17 | 0 | 0 | 0 | 0 | 0 | 0 | 0 | 0 | 0 | 0 | 0 | 0 | 0 | 0 | 2022-09-17 | 0 | 0 | 0 | 0 | 0 | 0.1 | 0.2 | 0.4 | 0.6 | 0.9 | 1.2 | 1.5 | 1.9 | 0 | 2022-09-17 | 1.2 | 1.5 | 1.9 | 2.3 | 2.9 | 3.7 | 4.6 | 5.6 | 6.6 | 7.6 | 8.6 | 9.6 | 10.6 | 0
2022-09-18 | 0 | 0 | 0 | 0 | 0 | 0 | 0 | 0 | 0 | 0 | 0 | 0 | 0 | 0 | 2022-09-18 | 0 | 0 | 0 | 0 | 0 | 0 | 0 | 0 | 0 | 0 | 0 | 0 | 0 | 0 | 2022-09-18 | 0 | 0 | 0 | 0.2 | 0.4 | 0.7 | 1 | 1.3 | 1.7 | 2 | 2.4 | 2.8 | 3.2 | 0
2022-09-19 | 0 | 0 | 0 | 0 | 0 | 0 | 0 | 0 | 0 | 0 | 0 | 0 | 0 | 0 | 2022-09-19 | 0 | 0 | 0 | 0 | 0 | 0 | 0 | 0 | 0 | 0 | 0 | 0 | 0.2 | 0 | 2022-09-19 | 0 | 0 | 0.2 | 0.5 | 0.8 | 1.5 | 2.2 | 3.1 | 4 | 4.9 | 5.8 | 6.7 | 7.6 | 0
2022-09-20 | 0 | 0 | 0 | 0 | 0 | 0 | 0 | 0 | 0 | 0 | 0 | 0 | 0 | 0 | 2022-09-20 | 0 | 0 | 0 | 0 | 0 | 0 | 0 | 0 | 0 | 0 | 0 | 0.3 | 0.9 | 0 | 2022-09-20 | 0 | 0.3 | 0.9 | 1.8 | 2.8 | 3.8 | 4.8 | 5.8 | 6.8 | 7.8 | 8.8 | 9.8 | 10.8 | 0
2022-09-21 | 0 | 0 | 0 | 0 | 0 | 0 | 0 | 0 | 0 | 0 | 0 | 0 | 0 | 0 | 2022-09-21 | 0 | 0 | 0 | 0 | 0 | 0 | 0 | 0 | 0 | 0.1 | 0.4 | 0.8 | 1.1 | 0 | 2022-09-21 | 0.4 | 0.8 | 1.1 | 1.5 | 2 | 2.5 | 3.2 | 4.1 | 5 | 5.9 | 6.9 | 7.9 | 8.9 | 0
2022-09-22 | 0 | 0 | 0 | 0 | 0 | 0 | 0 | 0 | 0 | 0 | 0 | 0 | 0 | 0 | 2022-09-22 | 0 | 0 | 0 | 0 | 0 | 0 | 0 | 0 | 0 | 0.1 | 0.2 | 0.3 | 0.5 | 0 | 2022-09-22 | 0.2 | 0.3 | 0.5 | 0.9 | 1.3 | 1.8 | 2.3 | 2.9 | 3.5 | 4.1 | 4.9 | 5.8 | 6.8 | 0
2022-09-23 | 0 | 0 | 0 | 0 | 0 | 0 | 0 | 0 | 0 | 0 | 0 | 0 | 0.1 | 1 | 2022-09-23 | 0 | 0 | 0.1 | 0.4 | 0.8 | 1.3 | 1.9 | 2.6 | 3.3 | 4.1 | 5 | 5.8 | 6.8 | 1 | 2022-09-23 | 5 | 5.8 | 6.8 | 7.8 | 8.8 | 9.8 | 10.8 | 11.8 | 12.8 | 13.8 | 14.8 | 15.8 | 16.8 | 1
2022-09-24 | 0 | 0 | 0 | 0 | 0 | 0 | 0 | 0 | 0 | 0 | 0 | 0.3 | 0.6 | 0 | 2022-09-24 | 0 | 0.3 | 0.6 | 0.9 | 1.3 | 1.6 | 2 | 2.4 | 2.8 | 3.3 | 3.8 | 4.4 | 4.9 | 0 | 2022-09-24 | 3.8 | 4.4 | 4.9 | 5.5 | 6.1 | 6.8 | 7.5 | 8.3 | 9.1 | 10 | 11 | 12 | 13 | 0
2022-09-25 | 0 | 0 | 0 | 0 | 0 | 0 | 0 | 0 | 0 | 0 | 0 | 0 | 0 | 1 | 2022-09-25 | 0 | 0 | 0 | 0.1 | 0.2 | 0.3 | 0.5 | 0.7 | 1 | 1.4 | 1.8 | 2.1 | 2.5 | 1 | 2022-09-25 | 1.8 | 2.1 | 2.5 | 3 | 3.4 | 3.8 | 4.3 | 5 | 5.8 | 6.7 | 7.6 | 8.6 | 9.6 | 1
2022-09-26 | 0 | 0 | 0 | 0 | 0 | 0 | 0 | 0 | 0 | 0 | 0 | 0 | 0 | 0 | 2022-09-26 | 0 | 0 | 0 | 0 | 0 | 0 | 0 | 0 | 0 | 0 | 0 | 0.1 | 0.2 | 0 | 2022-09-26 | 0 | 0.1 | 0.2 | 0.5 | 0.9 | 1.4 | 1.9 | 2.4 | 3 | 3.7 | 4.5 | 5.2 | 6 | 0
2022-09-27 | 0 | 0 | 0 | 0 | 0 | 0 | 0 | 0 | 0 | 0 | 0 | 0 | 0 | 0 | 2022-09-27 | 0 | 0 | 0 | 0 | 0 | 0 | 0 | 0 | 0 | 0 | 0 | 0.1 | 0.3 | 0 | 2022-09-27 | 0 | 0.1 | 0.3 | 0.7 | 1.1 | 1.6 | 2.1 | 2.7 | 3.3 | 4 | 4.7 | 5.4 | 6.2 | 0
2022-09-28 | 0 | 0 | 0 | 0 | 0 | 0 | 0 | 0 | 0 | 0 | 0 | 0 | 0 | 0 | 2022-09-28 | 0 | 0 | 0 | 0 | 0 | 0 | 0 | 0 | 0 | 0.2 | 0.5 | 0.8 | 1.2 | 0 | 2022-09-28 | 0.5 | 0.8 | 1.2 | 1.6 | 2.1 | 2.6 | 3.2 | 3.8 | 4.5 | 5.2 | 6.1 | 7 | 8 | 0
2022-09-29 | 0 | 0 | 0 | 0 | 0 | 0 | 0 | 0 | 0 | 0 | 0 | 0 | 0 | 0 | 2022-09-29 | 0 | 0 | 0 | 0 | 0 | 0.1 | 0.2 | 0.5 | 0.9 | 1.4 | 1.9 | 2.6 | 3.4 | 0 | 2022-09-29 | 1.9 | 2.6 | 3.4 | 4.3 | 5.2 | 6.2 | 7.2 | 8.2 | 9.2 | 10.2 | 11.2 | 12.2 | 13.2 | 0
2022-09-30 | 0 | 0 | 0 | 0 | 0 | 0 | 0 | 0 | 0 | 0 | 0 | 0.2 | 0.3 | 0 | 2022-09-30 | 0 | 0.2 | 0.3 | 0.6 | 1 | 1.4 | 1.9 | 2.5 | 3.3 | 4.1 | 5 | 6 | 7 | 0 | 2022-09-30 | 5 | 6 | 7 | 8 | 9 | 10 | 11 | 12 | 13 | 14 | 15 | 16 | 17 | 0
2022-10-01 | 0 | 0 | 0 | 0 | 0 | 0 | 0 | 0 | 0 | 0 | 0 | 0 | 0 | 0 | 2022-10-01 | 0 | 0 | 0 | 0 | 0 | 0.3 | 0.8 | 1.3 | 1.9 | 2.8 | 3.8 | 4.8 | 5.8 | 0 | 2022-10-01 | 3.8 | 4.8 | 5.8 | 6.8 | 7.8 | 8.8 | 9.8 | 10.8 | 11.8 | 12.8 | 13.8 | 14.8 | 15.8 | 0
2022-10-02 | 0 | 0 | 0 | 0 | 0 | 0 | 0 | 0 | 0 | 0 | 0 | 0 | 0 | 0 | 2022-10-02 | 0 | 0 | 0 | 0 | 0.1 | 0.3 | 0.8 | 1.4 | 2.2 | 3 | 4 | 5 | 6 | 0 | 2022-10-02 | 4 | 5 | 6 | 7 | 8 | 9 | 10 | 11 | 12 | 13 | 14 | 15 | 16 | 0
2022-10-03 | 0 | 0 | 0 | 0 | 0 | 0 | 0 | 0 | 0 | 0 | 0 | 0 | 0 | 1 | 2022-10-03 | 0 | 0 | 0 | 0 | 0 | 0.7 | 1.6 | 2.6 | 3.6 | 4.6 | 5.6 | 6.6 | 7.6 | 1 | 2022-10-03 | 5.6 | 6.6 | 7.6 | 8.6 | 9.6 | 10.6 | 11.6 | 12.6 | 13.6 | 14.6 | 15.6 | 16.6 | 17.6 | 1
2022-10-04 | 0 | 0 | 0 | 0 | 0 | 0 | 0 | 0 | 0 | 0 | 0 | 0 | 0 | 0 | 2022-10-04 | 0 | 0 | 0 | 0 | 0 | 0.1 | 0.4 | 1.1 | 1.9 | 2.9 | 3.9 | 4.9 | 5.9 | 0 | 2022-10-04 | 3.9 | 4.9 | 5.9 | 6.9 | 7.9 | 8.9 | 9.9 | 10.9 | 11.9 | 12.9 | 13.9 | 14.9 | 15.9 | 0
2022-10-05 | 0 | 0 | 0 | 0 | 0 | 0 | 0 | 0 | 0 | 0 | 0 | 0 | 0 | 0 | 2022-10-05 | 0 | 0 | 0 | 0 | 0 | 0 | 0.1 | 0.5 | 1 | 1.7 | 2.6 | 3.6 | 4.6 | 0 | 2022-10-05 | 2.6 | 3.6 | 4.6 | 5.6 | 6.6 | 7.6 | 8.6 | 9.6 | 10.6 | 11.6 | 12.6 | 13.6 | 14.6 | 0
2022-10-06 | 0 | 0 | 0 | 0 | 0 | 0 | 0 | 0 | 0 | 0 | 0 | 0 | 0 | 0 | 2022-10-06 | 0 | 0 | 0 | 0 | 0 | 0 | 0 | 0 | 0 | 0 | 0.1 | 0.4 | 0.8 | 0 | 2022-10-06 | 0.1 | 0.4 | 0.8 | 1.3 | 1.9 | 2.6 | 3.2 | 4 | 4.8 | 5.7 | 6.7 | 7.7 | 8.7 | 0
2022-10-07 | 0 | 0 | 0 | 0 | 0 | 0 | 0 | 0 | 0 | 0 | 0 | 0 | 0 | 1 | 2022-10-07 | 0 | 0 | 0 | 0 | 0 | 0 | 0 | 0 | 0 | 0 | 0.3 | 0.7 | 1 | 1 | 2022-10-07 | 0.3 | 0.7 | 1 | 1.4 | 1.8 | 2.3 | 2.8 | 3.3 | 3.8 | 4.4 | 5 | 5.6 | 6.2 | 1
2022-10-08 | 0 | 0 | 0 | 0 | 0 | 0 | 0 | 0 | 0 | 0 | 0.1 | 0.1 | 0.3 | 1 | 2022-10-08 | 0.1 | 0.1 | 0.3 | 0.6 | 0.9 | 1.4 | 1.9 | 2.5 | 3.2 | 3.9 | 4.8 | 5.6 | 6.6 | 1 | 2022-10-08 | 4.8 | 5.6 | 6.6 | 7.6 | 8.6 | 9.6 | 10.6 | 11.6 | 12.6 | 13.6 | 14.6 | 15.6 | 16.6 | 1
2022-10-09 | 0 | 0 | 0 | 0 | 0 | 0 | 0 | 0.2 | 0.6 | 0.9 | 1.3 | 1.7 | 2.1 | 1 | 2022-10-09 | 1.3 | 1.7 | 2.1 | 2.5 | 2.9 | 3.3 | 3.8 | 4.3 | 4.8 | 5.5 | 6.2 | 6.9 | 7.8 | 1 | 2022-10-09 | 6.2 | 6.9 | 7.8 | 8.7 | 9.7 | 10.7 | 11.7 | 12.7 | 13.7 | 14.7 | 15.7 | 16.7 | 17.7 | 1
2022-10-10 | 0 | 0 | 0 | 0 | 0 | 0 | 0 | 0 | 0 | 0 | 0 | 0 | 0.2 | 0 | 2022-10-10 | 0 | 0 | 0.2 | 0.4 | 0.8 | 1.2 | 1.6 | 2.2 | 2.8 | 3.5 | 4.2 | 5 | 5.8 | 0 | 2022-10-10 | 4.2 | 5 | 5.8 | 6.6 | 7.4 | 8.3 | 9.3 | 10.3 | 11.3 | 12.3 | 13.3 | 14.3 | 15.3 | 0
2022-10-11 | 0 | 0 | 0 | 0 | 0 | 0 | 0 | 0 | 0 | 0 | 0 | 0.2 | 0.4 | 0 | 2022-10-11 | 0 | 0.2 | 0.4 | 0.6 | 1 | 1.3 | 1.7 | 2.1 | 2.6 | 3.1 | 3.7 | 4.3 | 5 | 0 | 2022-10-11 | 3.7 | 4.3 | 5 | 5.7 | 6.5 | 7.3 | 8.2 | 9.2 | 10.2 | 11.2 | 12.2 | 13.2 | 14.2 | 0
2022-10-12 | 0 | 0 | 0 | 0 | 0 | 0 | 0 | 0 | 0 | 0 | 0 | 0 | 0 | 0 | 2022-10-12 | 0 | 0 | 0 | 0.1 | 0.1 | 0.3 | 0.5 | 0.8 | 1.1 | 1.5 | 1.9 | 2.4 | 2.9 | 0 | 2022-10-12 | 1.9 | 2.4 | 2.9 | 3.5 | 4.1 | 4.7 | 5.3 | 6 | 6.7 | 7.4 | 8.1 | 8.9 | 9.6 | 0
2022-10-13 | 0 | 0 | 0 | 0 | 0 | 0 | 0 | 0 | 0 | 0 | 0 | 0 | 0 | 0 | 2022-10-13 | 0 | 0 | 0 | 0 | 0 | 0 | 0 | 0 | 0.1 | 0.4 | 0.6 | 0.9 | 1.3 | 0 | 2022-10-13 | 0.6 | 0.9 | 1.3 | 1.6 | 2 | 2.6 | 3.3 | 4.2 | 5.1 | 6.1 | 7.1 | 8.1 | 9.1 | 0
2022-10-14 | 0 | 0 | 0 | 0 | 0 | 0 | 0 | 0 | 0 | 0 | 0 | 0 | 0 | 0 | 2022-10-14 | 0 | 0 | 0 | 0 | 0 | 0 | 0 | 0 | 0 | 0 | 0 | 0 | 0.1 | 0 | 2022-10-14 | 0 | 0 | 0.1 | 0.3 | 0.6 | 1.1 | 1.7 | 2.5 | 3.4 | 4.3 | 5.3 | 6.3 | 7.3 | 0
2022-10-15 | 0 | 0 | 0 | 0 | 0 | 0 | 0 | 0 | 0 | 0 | 0 | 0 | 0 | 0 | 2022-10-15 | 0 | 0 | 0 | 0 | 0 | 0 | 0.2 | 0.5 | 0.9 | 1.3 | 1.9 | 2.5 | 3.2 | 0 | 2022-10-15 | 1.9 | 2.5 | 3.2 | 3.9 | 4.6 | 5.3 | 6.1 | 6.8 | 7.6 | 8.4 | 9.2 | 10.1 | 11.1 | 0
2022-10-16 | 0 | 0 | 0 | 0 | 0 | 0 | 0 | 0 | 0 | 0 | 0 | 0 | 0 | 1 | 2022-10-16 | 0 | 0 | 0 | 0 | 0 | 0.2 | 0.5 | 0.9 | 1.3 | 1.9 | 2.6 | 3.3 | 4 | 1 | 2022-10-16 | 2.6 | 3.3 | 4 | 4.8 | 5.6 | 6.4 | 7.2 | 8.1 | 9.1 | 10.1 | 11.1 | 12.1 | 13.1 | 1
2022-10-17 | 0 | 0 | 0 | 0 | 0 | 0 | 0 | 0 | 0 | 0 | 0 | 0 | 0 | 0 | 2022-10-17 | 0 | 0 | 0 | 0.1 | 0.3 | 0.6 | 1 | 1.4 | 2 | 2.6 | 3.3 | 4.1 | 5.1 | 0 | 2022-10-17 | 3.3 | 4.1 | 5.1 | 6.1 | 7.1 | 8.1 | 9.1 | 10.1 | 11.1 | 12.1 | 13.1 | 14.1 | 15.1 | 0
2022-10-18 | 0 | 0 | 0 | 0 | 0 | 0 | 0 | 0 | 0 | 0 | 0 | 0 | 0 | 0 | 2022-10-18 | 0 | 0 | 0 | 0 | 0 | 0.1 | 0.1 | 0.2 | 0.4 | 0.5 | 0.7 | 1 | 1.6 | 0 | 2022-10-18 | 0.7 | 1 | 1.6 | 2.2 | 2.9 | 3.7 | 4.5 | 5.3 | 6.2 | 7.2 | 8.2 | 9.2 | 10.2 | 0
2022-10-19 | 0 | 0 | 0 | 0 | 0 | 0 | 0 | 0 | 0.1 | 0.4 | 0.7 | 1.2 | 1.8 | 0 | 2022-10-19 | 0.7 | 1.2 | 1.8 | 2.4 | 3.1 | 3.8 | 4.5 | 5.3 | 6.2 | 7.2 | 8.2 | 9.2 | 10.2 | 0 | 2022-10-19 | 8.2 | 9.2 | 10.2 | 11.2 | 12.2 | 13.2 | 14.2 | 15.2 | 16.2 | 17.2 | 18.2 | 19.2 | 20.2 | 0
2022-10-20 | 0 | 0 | 0 | 0 | 0 | 0.1 | 0.3 | 0.6 | 1 | 1.3 | 1.7 | 2.3 | 2.8 | 1 | 2022-10-20 | 1.7 | 2.3 | 2.8 | 3.4 | 4.1 | 4.8 | 5.5 | 6.3 | 7.1 | 8 | 9 | 10 | 11 | 1 | 2022-10-20 | 9 | 10 | 11 | 12 | 13 | 14 | 15 | 16 | 17 | 18 | 19 | 20 | 21 | 1
2022-10-21 | 0 | 0 | 0 | 0 | 0 | 0 | 0 | 0 | 0.1 | 0.2 | 0.5 | 0.8 | 1.1 | 0 | 2022-10-21 | 0.5 | 0.8 | 1.1 | 1.5 | 1.9 | 2.4 | 2.9 | 3.4 | 4 | 4.8 | 5.7 | 6.6 | 7.6 | 0 | 2022-10-21 | 5.7 | 6.6 | 7.6 | 8.6 | 9.6 | 10.6 | 11.6 | 12.6 | 13.6 | 14.6 | 15.6 | 16.6 | 17.6 | 0
2022-10-22 | 0 | 0 | 0 | 0 | 0 | 0 | 0 | 0 | 0 | 0 | 0.1 | 0.2 | 0.5 | 0 | 2022-10-22 | 0.1 | 0.2 | 0.5 | 0.8 | 1.2 | 1.6 | 2 | 2.4 | 2.9 | 3.5 | 4.1 | 4.8 | 5.4 | 0 | 2022-10-22 | 4.1 | 4.8 | 5.4 | 6.1 | 6.9 | 7.6 | 8.4 | 9.2 | 10.1 | 11 | 12 | 13 | 14 | 0
2022-10-23 | 0 | 0 | 0 | 0 | 0 | 0 | 0 | 0 | 0 | 0 | 0 | 0 | 0 | 0 | 2022-10-23 | 0 | 0 | 0 | 0.1 | 0.4 | 0.8 | 1.3 | 2 | 2.8 | 3.7 | 4.7 | 5.7 | 6.7 | 0 | 2022-10-23 | 4.7 | 5.7 | 6.7 | 7.7 | 8.7 | 9.7 | 10.7 | 11.7 | 12.7 | 13.7 | 14.7 | 15.7 | 16.7 | 0
2022-10-24 | 0 | 0 | 0 | 0 | 0 | 0 | 0 | 0 | 0 | 0 | 0 | 0 | 0 | 0 | 2022-10-24 | 0 | 0 | 0 | 0 | 0 | 0.3 | 0.7 | 1 | 1.4 | 2 | 2.8 | 3.7 | 4.7 | 0 | 2022-10-24 | 2.8 | 3.7 | 4.7 | 5.7 | 6.7 | 7.7 | 8.7 | 9.7 | 10.7 | 11.7 | 12.7 | 13.7 | 14.7 | 0
2022-10-25 | 0 | 0 | 0 | 0 | 0 | 0 | 0 | 0 | 0 | 0 | 0 | 0 | 0 | 0 | 2022-10-25 | 0 | 0 | 0 | 0 | 0 | 0 | 0 | 0 | 0 | 0.3 | 0.6 | 1.2 | 2 | 0 | 2022-10-25 | 0.6 | 1.2 | 2 | 3 | 4 | 5 | 6 | 7 | 8 | 9 | 10 | 11 | 12 | 0
2022-10-26 | 0 | 0 | 0 | 0 | 0 | 0 | 0 | 0 | 0 | 0 | 0 | 0 | 0 | 0 | 2022-10-26 | 0 | 0 | 0 | 0 | 0 | 0 | 0 | 0 | 0 | 0 | 0 | 0.5 | 1.2 | 0 | 2022-10-26 | 0 | 0.5 | 1.2 | 1.9 | 2.8 | 3.7 | 4.6 | 5.6 | 6.6 | 7.6 | 8.6 | 9.6 | 10.6 | 0
2022-10-27 | 0 | 0 | 0 | 0 | 0 | 0 | 0 | 0 | 0 | 0 | 0 | 0 | 0.1 | 0 | 2022-10-27 | 0 | 0 | 0.1 | 0.2 | 0.3 | 0.4 | 0.6 | 0.7 | 0.9 | 1.1 | 1.3 | 1.5 | 1.8 | 0 | 2022-10-27 | 1.3 | 1.5 | 1.8 | 2.1 | 2.6 | 3.4 | 4.1 | 5 | 5.9 | 6.9 | 7.9 | 8.9 | 9.9 | 0
2022-10-28 | 0 | 0 | 0 | 0 | 0.1 | 0.3 | 0.6 | 0.9 | 1.4 | 2 | 2.7 | 3.5 | 4.3 | 0 | 2022-10-28 | 2.7 | 3.5 | 4.3 | 5.3 | 6.3 | 7.3 | 8.3 | 9.3 | 10.3 | 11.3 | 12.3 | 13.3 | 14.3 | 0 | 2022-10-28 | 12.3 | 13.3 | 14.3 | 15.3 | 16.3 | 17.3 | 18.3 | 19.3 | 20.3 | 21.3 | 22.3 | 23.3 | 24.3 | 0
2022-10-29 | 0 | 0 | 0 | 0.1 | 0.3 | 0.5 | 0.8 | 1.2 | 1.6 | 2.1 | 2.6 | 3.1 | 3.7 | 0 | 2022-10-29 | 2.6 | 3.1 | 3.7 | 4.5 | 5.2 | 6.1 | 7.1 | 8.1 | 9.1 | 10.1 | 11.1 | 12.1 | 13.1 | 0 | 2022-10-29 | 11.1 | 12.1 | 13.1 | 14.1 | 15.1 | 16.1 | 17.1 | 18.1 | 19.1 | 20.1 | 21.1 | 22.1 | 23.1 | 0
2022-10-30 | 0 | 0 | 0 | 0 | 0.2 | 0.4 | 0.7 | 1.1 | 1.4 | 1.8 | 2.3 | 2.8 | 3.3 | 0 | 2022-10-30 | 2.3 | 2.8 | 3.3 | 3.8 | 4.4 | 5 | 5.6 | 6.4 | 7.1 | 8 | 8.8 | 9.7 | 10.6 | 0 | 2022-10-30 | 8.8 | 9.7 | 10.6 | 11.6 | 12.6 | 13.6 | 14.6 | 15.6 | 16.6 | 17.6 | 18.6 | 19.6 | 20.6 | 0
2022-10-31 | 0 | 0 | 0 | 0 | 0 | 0 | 0 | 0 | 0.1 | 0.2 | 0.4 | 0.7 | 1.1 | 0 | 2022-10-31 | 0.4 | 0.7 | 1.1 | 1.4 | 1.8 | 2.2 | 2.6 | 3 | 3.5 | 3.9 | 4.4 | 4.8 | 5.5 | 0 | 2022-10-31 | 4.4 | 4.8 | 5.5 | 6.2 | 7 | 7.8 | 8.6 | 9.4 | 10.3 | 11.3 | 12.3 | 13.3 | 14.3 | 0
2022-11-01 | 0 | 0 | 0 | 0 | 0 | 0 | 0 | 0 | 0 | 0 | 0 | 0 | 0 | 0 | 2022-11-01 | 0 | 0 | 0 | 0 | 0 | 0 | 0 | 0 | 0 | 0.1 | 0.3 | 0.6 | 1.1 | 0 | 2022-11-01 | 0.3 | 0.6 | 1.1 | 1.6 | 2.3 | 3.1 | 4.1 | 5.1 | 6.1 | 7.1 | 8.1 | 9.1 | 10.1 | 0
2022-11-02 | 0 | 0 | 0 | 0 | 0 | 0 | 0 | 0 | 0 | 0 | 0 | 0 | 0 | 0 | 2022-11-02 | 0 | 0 | 0 | 0 | 0 | 0.1 | 0.3 | 0.6 | 1 | 1.4 | 1.9 | 2.5 | 3.3 | 0 | 2022-11-02 | 1.9 | 2.5 | 3.3 | 4 | 4.8 | 5.5 | 6.4 | 7.2 | 8.1 | 9.1 | 10 | 11 | 12 | 0
2022-11-03 | 0 | 0 | 0 | 0 | 0 | 0 | 0 | 0 | 0 | 0 | 0.2 | 0.5 | 0.8 | 0 | 2022-11-03 | 0.2 | 0.5 | 0.8 | 1.1 | 1.5 | 2 | 2.5 | 3.1 | 3.7 | 4.3 | 5.1 | 5.9 | 6.9 | 0 | 2022-11-03 | 5.1 | 5.9 | 6.9 | 7.9 | 8.9 | 9.9 | 10.9 | 11.9 | 12.9 | 13.9 | 14.9 | 15.9 | 16.9 | 0
2022-11-04 | 0 | 0 | 0 | 0 | 0 | 0 | 0 | 0 | 0 | 0 | 0 | 0 | 0 | 0 | 2022-11-04 | 0 | 0 | 0 | 0.2 | 0.5 | 0.8 | 1.2 | 1.6 | 2 | 2.4 | 2.8 | 3.2 | 3.7 | 0 | 2022-11-04 | 2.8 | 3.2 | 3.7 | 4.2 | 4.8 | 5.5 | 6.1 | 6.8 | 7.5 | 8.3 | 9.1 | 9.9 | 10.8 | 0
2022-11-05 | 0 | 0 | 0 | 0 | 0 | 0 | 0 | 0 | 0 | 0 | 0 | 0 | 0 | 1 | 2022-11-05 | 0 | 0 | 0 | 0 | 0 | 0 | 0 | 0 | 0 | 0 | 0 | 0.3 | 0.6 | 1 | 2022-11-05 | 0 | 0.3 | 0.6 | 1 | 1.4 | 1.8 | 2.2 | 2.7 | 3.3 | 3.9 | 4.6 | 5.3 | 6 | 1
2022-11-06 | 0 | 0 | 0 | 0 | 0 | 0 | 0 | 0 | 0 | 0 | 0 | 0 | 0 | 0 | 2022-11-06 | 0 | 0 | 0 | 0 | 0 | 0 | 0 | 0 | 0 | 0 | 0 | 0 | 0 | 0 | 2022-11-06 | 0 | 0 | 0 | 0 | 0 | 0 | 0 | 0 | 0.1 | 0.6 | 1.2 | 1.9 | 2.6 | 0
2022-11-07 | 0 | 0 | 0 | 0 | 0 | 0 | 0 | 0 | 0 | 0 | 0 | 0 | 0 | 0 | 2022-11-07 | 0 | 0 | 0 | 0 | 0 | 0 | 0 | 0 | 0.1 | 0.2 | 0.3 | 0.4 | 0.5 | 0 | 2022-11-07 | 0.3 | 0.4 | 0.5 | 0.7 | 0.8 | 1 | 1.2 | 1.4 | 1.7 | 2.2 | 2.8 | 3.5 | 4.2 | 0
2022-11-08 | 0 | 0 | 0 | 0.1 | 0.2 | 0.3 | 0.5 | 0.7 | 0.9 | 1.2 | 1.6 | 2.1 | 2.7 | 0 | 2022-11-08 | 1.6 | 2.1 | 2.7 | 3.3 | 4.1 | 5 | 6 | 7 | 8 | 9 | 10 | 11 | 12 | 0 | 2022-11-08 | 10 | 11 | 12 | 13 | 14 | 15 | 16 | 17 | 18 | 19 | 20 | 21 | 22 | 0
2022-11-09 | 0.4 | 0.8 | 1.1 | 1.4 | 1.8 | 2.2 | 2.6 | 3.2 | 4 | 4.9 | 5.9 | 6.9 | 7.9 | 1 | 2022-11-09 | 5.9 | 6.9 | 7.9 | 8.9 | 9.9 | 10.9 | 11.9 | 12.9 | 13.9 | 14.9 | 15.9 | 16.9 | 17.9 | 1 | 2022-11-09 | 15.9 | 16.9 | 17.9 | 18.9 | 19.9 | 20.9 | 21.9 | 22.9 | 23.9 | 24.9 | 25.9 | 26.9 | 27.9 | 1
2022-11-10 | 0 | 0 | 0 | 0 | 0 | 0 | 0.1 | 0.3 | 0.6 | 0.9 | 1.3 | 1.6 | 1.9 | 1 | 2022-11-10 | 1.3 | 1.6 | 1.9 | 2.3 | 2.6 | 3 | 3.4 | 3.8 | 4.2 | 4.6 | 5.2 | 5.8 | 6.4 | 1 | 2022-11-10 | 5.2 | 5.8 | 6.4 | 7.1 | 7.8 | 8.6 | 9.4 | 10.2 | 11.1 | 12 | 13 | 14 | 15 | 1
2022-11-11 | 0 | 0 | 0 | 0 | 0 | 0 | 0 | 0 | 0 | 0 | 0 | 0 | 0 | 0 | 2022-11-11 | 0 | 0 | 0 | 0 | 0 | 0 | 0 | 0 | 0.1 | 0.3 | 0.6 | 1 | 1.4 | 0 | 2022-11-11 | 0.6 | 1 | 1.4 | 1.8 | 2.2 | 2.7 | 3.3 | 3.9 | 4.6 | 5.4 | 6.3 | 7.2 | 8.2 | 0
2022-11-12 | 0 | 0 | 0 | 0 | 0 | 0 | 0 | 0 | 0 | 0 | 0 | 0 | 0 | 0 | 2022-11-12 | 0 | 0 | 0 | 0 | 0 | 0 | 0 | 0 | 0.1 | 0.2 | 0.3 | 0.4 | 0.6 | 0 | 2022-11-12 | 0.3 | 0.4 | 0.6 | 0.8 | 1 | 1.3 | 1.6 | 1.9 | 2.2 | 2.6 | 3 | 3.6 | 4.4 | 0
2022-11-13 | 0 | 0 | 0 | 0 | 0.1 | 0.1 | 0.2 | 0.4 | 0.6 | 0.8 | 1 | 1.3 | 1.7 | 0 | 2022-11-13 | 1 | 1.3 | 1.7 | 2.2 | 2.9 | 3.6 | 4.5 | 5.4 | 6.4 | 7.4 | 8.4 | 9.4 | 10.4 | 0 | 2022-11-13 | 8.4 | 9.4 | 10.4 | 11.4 | 12.4 | 13.4 | 14.4 | 15.4 | 16.4 | 17.4 | 18.4 | 19.4 | 20.4 | 0
2022-11-14 | 0.5 | 1 | 1.7 | 2.5 | 3.4 | 4.4 | 5.4 | 6.4 | 7.4 | 8.4 | 9.4 | 10.4 | 11.4 | 1 | 2022-11-14 | 9.4 | 10.4 | 11.4 | 12.4 | 13.4 | 14.4 | 15.4 | 16.4 | 17.4 | 18.4 | 19.4 | 20.4 | 21.4 | 1 | 2022-11-14 | 19.4 | 20.4 | 21.4 | 22.4 | 23.4 | 24.4 | 25.4 | 26.4 | 27.4 | 28.4 | 29.4 | 30.4 | 31.4 | 1
2022-11-15 | 2 | 2.5 | 3.1 | 3.9 | 4.8 | 5.8 | 6.8 | 7.8 | 8.8 | 9.8 | 10.8 | 11.8 | 12.8 | 0 | 2022-11-15 | 10.8 | 11.8 | 12.8 | 13.8 | 14.8 | 15.8 | 16.8 | 17.8 | 18.8 | 19.8 | 20.8 | 21.8 | 22.8 | 0 | 2022-11-15 | 20.8 | 21.8 | 22.8 | 23.8 | 24.8 | 25.8 | 26.8 | 27.8 | 28.8 | 29.8 | 30.8 | 31.8 | 32.8 | 0
2022-11-16 | 0.1 | 0.2 | 0.3 | 0.5 | 0.7 | 1 | 1.5 | 2 | 2.5 | 3.1 | 3.8 | 4.4 | 5.1 | 0 | 2022-11-16 | 3.8 | 4.4 | 5.1 | 5.9 | 6.7 | 7.5 | 8.4 | 9.3 | 10.3 | 11.3 | 12.3 | 13.3 | 14.3 | 0 | 2022-11-16 | 12.3 | 13.3 | 14.3 | 15.3 | 16.3 | 17.3 | 18.3 | 19.3 | 20.3 | 21.3 | 22.3 | 23.3 | 24.3 | 0
2022-11-17 | 0.3 | 0.7 | 1.2 | 1.9 | 2.5 | 3.3 | 4.2 | 5.2 | 6.2 | 7.2 | 8.2 | 9.2 | 10.2 | 0 | 2022-11-17 | 8.2 | 9.2 | 10.2 | 11.2 | 12.2 | 13.2 | 14.2 | 15.2 | 16.2 | 17.2 | 18.2 | 19.2 | 20.2 | 0 | 2022-11-17 | 18.2 | 19.2 | 20.2 | 21.2 | 22.2 | 23.2 | 24.2 | 25.2 | 26.2 | 27.2 | 28.2 | 29.2 | 30.2 | 0
2022-11-18 | 2 | 2.6 | 3.2 | 3.9 | 4.7 | 5.6 | 6.5 | 7.5 | 8.5 | 9.5 | 10.5 | 11.5 | 12.5 | 0 | 2022-11-18 | 10.5 | 11.5 | 12.5 | 13.5 | 14.5 | 15.5 | 16.5 | 17.5 | 18.5 | 19.5 | 20.5 | 21.5 | 22.5 | 0 | 2022-11-18 | 20.5 | 21.5 | 22.5 | 23.5 | 24.5 | 25.5 | 26.5 | 27.5 | 28.5 | 29.5 | 30.5 | 31.5 | 32.5 | 0
2022-11-19 | 2.9 | 3.6 | 4.4 | 5.2 | 6.1 | 7.1 | 8.1 | 9.1 | 10.1 | 11.1 | 12.1 | 13.1 | 14.1 | 0 | 2022-11-19 | 12.1 | 13.1 | 14.1 | 15.1 | 16.1 | 17.1 | 18.1 | 19.1 | 20.1 | 21.1 | 22.1 | 23.1 | 24.1 | 0 | 2022-11-19 | 22.1 | 23.1 | 24.1 | 25.1 | 26.1 | 27.1 | 28.1 | 29.1 | 30.1 | 31.1 | 32.1 | 33.1 | 34.1 | 0
2022-11-20 | 5.3 | 6.3 | 7.3 | 8.3 | 9.3 | 10.3 | 11.3 | 12.3 | 13.3 | 14.3 | 15.3 | 16.3 | 17.3 | 1 | 2022-11-20 | 15.3 | 16.3 | 17.3 | 18.3 | 19.3 | 20.3 | 21.3 | 22.3 | 23.3 | 24.3 | 25.3 | 26.3 | 27.3 | 1 | 2022-11-20 | 25.3 | 26.3 | 27.3 | 28.3 | 29.3 | 30.3 | 31.3 | 32.3 | 33.3 | 34.3 | 35.3 | 36.3 | 37.3 | 1
2022-11-21 | 6.1 | 7.1 | 8.1 | 9.1 | 10.1 | 11.1 | 12.1 | 13.1 | 14.1 | 15.1 | 16.1 | 17.1 | 18.1 | 1 | 2022-11-21 | 16.1 | 17.1 | 18.1 | 19.1 | 20.1 | 21.1 | 22.1 | 23.1 | 24.1 | 25.1 | 26.1 | 27.1 | 28.1 | 1 | 2022-11-21 | 26.1 | 27.1 | 28.1 | 29.1 | 30.1 | 31.1 | 32.1 | 33.1 | 34.1 | 35.1 | 36.1 | 37.1 | 38.1 | 1
2022-11-22 | 0.6 | 1 | 1.4 | 2 | 2.6 | 3.3 | 4 | 4.8 | 5.6 | 6.5 | 7.5 | 8.5 | 9.5 | 0 | 2022-11-22 | 7.5 | 8.5 | 9.5 | 10.5 | 11.5 | 12.5 | 13.5 | 14.5 | 15.5 | 16.5 | 17.5 | 18.5 | 19.5 | 0 | 2022-11-22 | 17.5 | 18.5 | 19.5 | 20.5 | 21.5 | 22.5 | 23.5 | 24.5 | 25.5 | 26.5 | 27.5 | 28.5 | 29.5 | 0
2022-11-23 | 0.2 | 0.3 | 0.6 | 0.9 | 1.2 | 1.7 | 2.3 | 2.8 | 3.5 | 4.2 | 5 | 5.9 | 6.9 | 0 | 2022-11-23 | 5 | 5.9 | 6.9 | 7.9 | 8.9 | 9.9 | 10.9 | 11.9 | 12.9 | 13.9 | 14.9 | 15.9 | 16.9 | 0 | 2022-11-23 | 14.9 | 15.9 | 16.9 | 17.9 | 18.9 | 19.9 | 20.9 | 21.9 | 22.9 | 23.9 | 24.9 | 25.9 | 26.9 | 0
2022-11-24 | 2 | 2.4 | 2.8 | 3.4 | 4.1 | 4.9 | 5.7 | 6.6 | 7.6 | 8.6 | 9.6 | 10.6 | 11.6 | 0 | 2022-11-24 | 9.6 | 10.6 | 11.6 | 12.6 | 13.6 | 14.6 | 15.6 | 16.6 | 17.6 | 18.6 | 19.6 | 20.6 | 21.6 | 0 | 2022-11-24 | 19.6 | 20.6 | 21.6 | 22.6 | 23.6 | 24.6 | 25.6 | 26.6 | 27.6 | 28.6 | 29.6 | 30.6 | 31.6 | 0
2022-11-25 | 0 | 0 | 0 | 0 | 0.1 | 0.3 | 0.7 | 1.1 | 1.5 | 2 | 2.6 | 3.2 | 4 | 0 | 2022-11-25 | 2.6 | 3.2 | 4 | 5 | 6 | 7 | 8 | 9 | 10 | 11 | 12 | 13 | 14 | 0 | 2022-11-25 | 12 | 13 | 14 | 15 | 16 | 17 | 18 | 19 | 20 | 21 | 22 | 23 | 24 | 0
2022-11-26 | 0 | 0 | 0.2 | 0.4 | 0.7 | 1.1 | 1.6 | 2 | 2.5 | 3.1 | 3.8 | 4.6 | 5.4 | 1 | 2022-11-26 | 3.8 | 4.6 | 5.4 | 6.3 | 7.2 | 8.2 | 9.2 | 10.2 | 11.2 | 12.2 | 13.2 | 14.2 | 15.2 | 1 | 2022-11-26 | 13.2 | 14.2 | 15.2 | 16.2 | 17.2 | 18.2 | 19.2 | 20.2 | 21.2 | 22.2 | 23.2 | 24.2 | 25.2 | 1
2022-11-27 | 0 | 0 | 0 | 0 | 0 | 0 | 0.1 | 0.3 | 0.6 | 0.9 | 1.4 | 1.9 | 2.4 | 0 | 2022-11-27 | 1.4 | 1.9 | 2.4 | 3.1 | 3.8 | 4.6 | 5.5 | 6.5 | 7.5 | 8.5 | 9.5 | 10.5 | 11.5 | 0 | 2022-11-27 | 9.5 | 10.5 | 11.5 | 12.5 | 13.5 | 14.5 | 15.5 | 16.5 | 17.5 | 18.5 | 19.5 | 20.5 | 21.5 | 0
2022-11-28 | 0 | 0.1 | 0.1 | 0.2 | 0.4 | 0.6 | 0.8 | 1.1 | 1.4 | 1.7 | 2.1 | 2.4 | 2.8 | 0 | 2022-11-28 | 2.1 | 2.4 | 2.8 | 3.3 | 4 | 4.9 | 5.8 | 6.7 | 7.7 | 8.7 | 9.7 | 10.7 | 11.7 | 0 | 2022-11-28 | 9.7 | 10.7 | 11.7 | 12.7 | 13.7 | 14.7 | 15.7 | 16.7 | 17.7 | 18.7 | 19.7 | 20.7 | 21.7 | 0
2022-11-29 | 1.5 | 2.1 | 2.7 | 3.4 | 4.4 | 5.4 | 6.4 | 7.4 | 8.4 | 9.4 | 10.4 | 11.4 | 12.4 | 0 | 2022-11-29 | 10.4 | 11.4 | 12.4 | 13.4 | 14.4 | 15.4 | 16.4 | 17.4 | 18.4 | 19.4 | 20.4 | 21.4 | 22.4 | 0 | 2022-11-29 | 20.4 | 21.4 | 22.4 | 23.4 | 24.4 | 25.4 | 26.4 | 27.4 | 28.4 | 29.4 | 30.4 | 31.4 | 32.4 | 0
2022-11-30 | 0 | 0 | 0.1 | 0.1 | 0.2 | 0.4 | 0.7 | 1.1 | 1.5 | 2 | 2.6 | 3.2 | 3.8 | 0 | 2022-11-30 | 2.6 | 3.2 | 3.8 | 4.5 | 5.1 | 5.8 | 6.5 | 7.2 | 8 | 8.9 | 9.9 | 10.9 | 11.9 | 0 | 2022-11-30 | 9.9 | 10.9 | 11.9 | 12.9 | 13.9 | 14.9 | 15.9 | 16.9 | 17.9 | 18.9 | 19.9 | 20.9 | 21.9 | 0
2022-12-01 | 0.5 | 1 | 1.7 | 2.4 | 3.3 | 4.3 | 5.3 | 6.3 | 7.3 | 8.3 | 9.3 | 10.3 | 11.3 | 0 | 2022-12-01 | 9.3 | 10.3 | 11.3 | 12.3 | 13.3 | 14.3 | 15.3 | 16.3 | 17.3 | 18.3 | 19.3 | 20.3 | 21.3 | 0 | 2022-12-01 | 19.3 | 20.3 | 21.3 | 22.3 | 23.3 | 24.3 | 25.3 | 26.3 | 27.3 | 28.3 | 29.3 | 30.3 | 31.3 | 0
2022-12-02 | 1.3 | 1.7 | 2.3 | 3 | 3.8 | 4.6 | 5.5 | 6.5 | 7.5 | 8.5 | 9.5 | 10.5 | 11.5 | 0 | 2022-12-02 | 9.5 | 10.5 | 11.5 | 12.5 | 13.5 | 14.5 | 15.5 | 16.5 | 17.5 | 18.5 | 19.5 | 20.5 | 21.5 | 0 | 2022-12-02 | 19.5 | 20.5 | 21.5 | 22.5 | 23.5 | 24.5 | 25.5 | 26.5 | 27.5 | 28.5 | 29.5 | 30.5 | 31.5 | 0
2022-12-03 | 0 | 0 | 0.2 | 0.4 | 0.7 | 0.9 | 1.3 | 1.6 | 2 | 2.4 | 2.8 | 3.2 | 3.7 | 0 | 2022-12-03 | 2.8 | 3.2 | 3.7 | 4.2 | 4.7 | 5.2 | 5.7 | 6.2 | 6.8 | 7.7 | 8.6 | 9.6 | 10.6 | 0 | 2022-12-03 | 8.6 | 9.6 | 10.6 | 11.6 | 12.6 | 13.6 | 14.6 | 15.6 | 16.6 | 17.6 | 18.6 | 19.6 | 20.6 | 0
2022-12-04 | 0.8 | 1.2 | 1.8 | 2.5 | 3.5 | 4.5 | 5.5 | 6.5 | 7.5 | 8.5 | 9.5 | 10.5 | 11.5 | 0 | 2022-12-04 | 9.5 | 10.5 | 11.5 | 12.5 | 13.5 | 14.5 | 15.5 | 16.5 | 17.5 | 18.5 | 19.5 | 20.5 | 21.5 | 0 | 2022-12-04 | 19.5 | 20.5 | 21.5 | 22.5 | 23.5 | 24.5 | 25.5 | 26.5 | 27.5 | 28.5 | 29.5 | 30.5 | 31.5 | 0
2022-12-05 | 2.3 | 2.7 | 3.2 | 3.7 | 4.4 | 5.1 | 5.8 | 6.6 | 7.4 | 8.3 | 9.3 | 10.3 | 11.3 | 0 | 2022-12-05 | 9.3 | 10.3 | 11.3 | 12.3 | 13.3 | 14.3 | 15.3 | 16.3 | 17.3 | 18.3 | 19.3 | 20.3 | 21.3 | 0 | 2022-12-05 | 19.3 | 20.3 | 21.3 | 22.3 | 23.3 | 24.3 | 25.3 | 26.3 | 27.3 | 28.3 | 29.3 | 30.3 | 31.3 | 0
2022-12-06 | 0 | 0 | 0 | 0.1 | 0.2 | 0.5 | 0.8 | 1.1 | 1.5 | 1.9 | 2.2 | 2.8 | 3.6 | 0 | 2022-12-06 | 2.2 | 2.8 | 3.6 | 4.3 | 5.2 | 6.2 | 7.2 | 8.2 | 9.2 | 10.2 | 11.2 | 12.2 | 13.2 | 0 | 2022-12-06 | 11.2 | 12.2 | 13.2 | 14.2 | 15.2 | 16.2 | 17.2 | 18.2 | 19.2 | 20.2 | 21.2 | 22.2 | 23.2 | 0
2022-12-07 | 0 | 0 | 0 | 0 | 0 | 0 | 0 | 0 | 0 | 0 | 0.1 | 0.3 | 0.6 | 0 | 2022-12-07 | 0.1 | 0.3 | 0.6 | 1 | 1.4 | 1.8 | 2.3 | 2.9 | 3.6 | 4.4 | 5.4 | 6.4 | 7.4 | 0 | 2022-12-07 | 5.4 | 6.4 | 7.4 | 8.4 | 9.4 | 10.4 | 11.4 | 12.4 | 13.4 | 14.4 | 15.4 | 16.4 | 17.4 | 0
2022-12-08 | 0.2 | 0.3 | 0.5 | 0.7 | 0.9 | 1.2 | 1.5 | 1.8 | 2.1 | 2.4 | 2.8 | 3.2 | 3.8 | 0 | 2022-12-08 | 2.8 | 3.2 | 3.8 | 4.5 | 5.3 | 6.2 | 7.1 | 8 | 9 | 9.9 | 10.9 | 11.9 | 12.9 | 0 | 2022-12-08 | 10.9 | 11.9 | 12.9 | 13.9 | 14.9 | 15.9 | 16.9 | 17.9 | 18.9 | 19.9 | 20.9 | 21.9 | 22.9 | 0
2022-12-09 | 1.9 | 2.5 | 3.2 | 3.9 | 4.6 | 5.4 | 6.2 | 7.1 | 8 | 9 | 10 | 11 | 12 | 0 | 2022-12-09 | 10 | 11 | 12 | 13 | 14 | 15 | 16 | 17 | 18 | 19 | 20 | 21 | 22 | 0 | 2022-12-09 | 20 | 21 | 22 | 23 | 24 | 25 | 26 | 27 | 28 | 29 | 30 | 31 | 32 | 0
2022-12-10 | 6.4 | 7.4 | 8.4 | 9.4 | 10.4 | 11.4 | 12.4 | 13.4 | 14.4 | 15.4 | 16.4 | 17.4 | 18.4 | 0 | 2022-12-10 | 16.4 | 17.4 | 18.4 | 19.4 | 20.4 | 21.4 | 22.4 | 23.4 | 24.4 | 25.4 | 26.4 | 27.4 | 28.4 | 0 | 2022-12-10 | 26.4 | 27.4 | 28.4 | 29.4 | 30.4 | 31.4 | 32.4 | 33.4 | 34.4 | 35.4 | 36.4 | 37.4 | 38.4 | 0
2022-12-11 | 10.6 | 11.6 | 12.6 | 13.6 | 14.6 | 15.6 | 16.6 | 17.6 | 18.6 | 19.6 | 20.6 | 21.6 | 22.6 | 0 | 2022-12-11 | 20.6 | 21.6 | 22.6 | 23.6 | 24.6 | 25.6 | 26.6 | 27.6 | 28.6 | 29.6 | 30.6 | 31.6 | 32.6 | 0 | 2022-12-11 | 30.6 | 31.6 | 32.6 | 33.6 | 34.6 | 35.6 | 36.6 | 37.6 | 38.6 | 39.6 | 40.6 | 41.6 | 42.6 | 0
2022-12-12 | 10.6 | 11.6 | 12.6 | 13.6 | 14.6 | 15.6 | 16.6 | 17.6 | 18.6 | 19.6 | 20.6 | 21.6 | 22.6 | 0 | 2022-12-12 | 20.6 | 21.6 | 22.6 | 23.6 | 24.6 | 25.6 | 26.6 | 27.6 | 28.6 | 29.6 | 30.6 | 31.6 | 32.6 | 0 | 2022-12-12 | 30.6 | 31.6 | 32.6 | 33.6 | 34.6 | 35.6 | 36.6 | 37.6 | 38.6 | 39.6 | 40.6 | 41.6 | 42.6 | 0
2022-12-13 | 5.7 | 6.5 | 7.5 | 8.5 | 9.5 | 10.5 | 11.5 | 12.5 | 13.5 | 14.5 | 15.5 | 16.5 | 17.5 | 0 | 2022-12-13 | 15.5 | 16.5 | 17.5 | 18.5 | 19.5 | 20.5 | 21.5 | 22.5 | 23.5 | 24.5 | 25.5 | 26.5 | 27.5 | 0 | 2022-12-13 | 25.5 | 26.5 | 27.5 | 28.5 | 29.5 | 30.5 | 31.5 | 32.5 | 33.5 | 34.5 | 35.5 | 36.5 | 37.5 | 0
2022-12-14 | 7.9 | 8.9 | 9.9 | 10.9 | 11.9 | 12.9 | 13.9 | 14.9 | 15.9 | 16.9 | 17.9 | 18.9 | 19.9 | 1 | 2022-12-14 | 17.9 | 18.9 | 19.9 | 20.9 | 21.9 | 22.9 | 23.9 | 24.9 | 25.9 | 26.9 | 27.9 | 28.9 | 29.9 | 1 | 2022-12-14 | 27.9 | 28.9 | 29.9 | 30.9 | 31.9 | 32.9 | 33.9 | 34.9 | 35.9 | 36.9 | 37.9 | 38.9 | 39.9 | 1
2022-12-15 | 1.5 | 1.9 | 2.3 | 2.7 | 3.4 | 4.4 | 5.4 | 6.4 | 7.4 | 8.4 | 9.4 | 10.4 | 11.4 | 0 | 2022-12-15 | 9.4 | 10.4 | 11.4 | 12.4 | 13.4 | 14.4 | 15.4 | 16.4 | 17.4 | 18.4 | 19.4 | 20.4 | 21.4 | 0 | 2022-12-15 | 19.4 | 20.4 | 21.4 | 22.4 | 23.4 | 24.4 | 25.4 | 26.4 | 27.4 | 28.4 | 29.4 | 30.4 | 31.4 | 0
2022-12-16 | 0 | 0 | 0 | 0 | 0.2 | 0.8 | 1.7 | 2.7 | 3.7 | 4.7 | 5.7 | 6.7 | 7.7 | 0 | 2022-12-16 | 5.7 | 6.7 | 7.7 | 8.7 | 9.7 | 10.7 | 11.7 | 12.7 | 13.7 | 14.7 | 15.7 | 16.7 | 17.7 | 0 | 2022-12-16 | 15.7 | 16.7 | 17.7 | 18.7 | 19.7 | 20.7 | 21.7 | 22.7 | 23.7 | 24.7 | 25.7 | 26.7 | 27.7 | 0
2022-12-17 | 1.1 | 1.7 | 2.4 | 3.3 | 4.2 | 5.2 | 6.2 | 7.2 | 8.2 | 9.2 | 10.2 | 11.2 | 12.2 | 0 | 2022-12-17 | 10.2 | 11.2 | 12.2 | 13.2 | 14.2 | 15.2 | 16.2 | 17.2 | 18.2 | 19.2 | 20.2 | 21.2 | 22.2 | 0 | 2022-12-17 | 20.2 | 21.2 | 22.2 | 23.2 | 24.2 | 25.2 | 26.2 | 27.2 | 28.2 | 29.2 | 30.2 | 31.2 | 32.2 | 0
2022-12-18 | 2.8 | 3.7 | 4.7 | 5.7 | 6.7 | 7.7 | 8.7 | 9.7 | 10.7 | 11.7 | 12.7 | 13.7 | 14.7 | 0 | 2022-12-18 | 12.7 | 13.7 | 14.7 | 15.7 | 16.7 | 17.7 | 18.7 | 19.7 | 20.7 | 21.7 | 22.7 | 23.7 | 24.7 | 0 | 2022-12-18 | 22.7 | 23.7 | 24.7 | 25.7 | 26.7 | 27.7 | 28.7 | 29.7 | 30.7 | 31.7 | 32.7 | 33.7 | 34.7 | 0
2022-12-19 | 4.1 | 4.9 | 5.8 | 6.7 | 7.7 | 8.7 | 9.7 | 10.7 | 11.7 | 12.7 | 13.7 | 14.7 | 15.7 | 1 | 2022-12-19 | 13.7 | 14.7 | 15.7 | 16.7 | 17.7 | 18.7 | 19.7 | 20.7 | 21.7 | 22.7 | 23.7 | 24.7 | 25.7 | 1 | 2022-12-19 | 23.7 | 24.7 | 25.7 | 26.7 | 27.7 | 28.7 | 29.7 | 30.7 | 31.7 | 32.7 | 33.7 | 34.7 | 35.7 | 1
2022-12-20 | 5.1 | 6 | 7 | 8 | 9 | 10 | 11 | 12 | 13 | 14 | 15 | 16 | 17 | 1 | 2022-12-20 | 15 | 16 | 17 | 18 | 19 | 20 | 21 | 22 | 23 | 24 | 25 | 26 | 27 | 1 | 2022-12-20 | 25 | 26 | 27 | 28 | 29 | 30 | 31 | 32 | 33 | 34 | 35 | 36 | 37 | 1
2022-12-21 | 6.5 | 7.5 | 8.5 | 9.5 | 10.5 | 11.5 | 12.5 | 13.5 | 14.5 | 15.5 | 16.5 | 17.5 | 18.5 | 0 | 2022-12-21 | 16.5 | 17.5 | 18.5 | 19.5 | 20.5 | 21.5 | 22.5 | 23.5 | 24.5 | 25.5 | 26.5 | 27.5 | 28.5 | 0 | 2022-12-21 | 26.5 | 27.5 | 28.5 | 29.5 | 30.5 | 31.5 | 32.5 | 33.5 | 34.5 | 35.5 | 36.5 | 37.5 | 38.5 | 0
2022-12-22 | 3.4 | 3.8 | 4.3 | 4.8 | 5.5 | 6.3 | 7.2 | 8.2 | 9.2 | 10.2 | 11.2 | 12.2 | 13.2 | 0 | 2022-12-22 | 11.2 | 12.2 | 13.2 | 14.2 | 15.2 | 16.2 | 17.2 | 18.2 | 19.2 | 20.2 | 21.2 | 22.2 | 23.2 | 0 | 2022-12-22 | 21.2 | 22.2 | 23.2 | 24.2 | 25.2 | 26.2 | 27.2 | 28.2 | 29.2 | 30.2 | 31.2 | 32.2 | 33.2 | 0
2022-12-23 | 2.5 | 2.7 | 2.9 | 3.2 | 3.4 | 3.7 | 4 | 4.3 | 4.7 | 5.1 | 5.6 | 6.2 | 6.8 | 0 | 2022-12-23 | 5.6 | 6.2 | 6.8 | 7.5 | 8.3 | 9.1 | 10 | 10.9 | 11.9 | 12.9 | 13.9 | 14.9 | 15.9 | 0 | 2022-12-23 | 13.9 | 14.9 | 15.9 | 16.9 | 17.9 | 18.9 | 19.9 | 20.9 | 21.9 | 22.9 | 23.9 | 24.9 | 25.9 | 0
2022-12-24 | 23.8 | 24.8 | 25.8 | 26.8 | 27.8 | 28.8 | 29.8 | 30.8 | 31.8 | 32.8 | 33.8 | 34.8 | 35.8 | 1 | 2022-12-24 | 33.8 | 34.8 | 35.8 | 36.8 | 37.8 | 38.8 | 39.8 | 40.8 | 41.8 | 42.8 | 43.8 | 44.8 | 45.8 | 1 | 2022-12-24 | 43.8 | 44.8 | 45.8 | 46.8 | 47.8 | 48.8 | 49.8 | 50.8 | 51.8 | 52.8 | 53.8 | 54.8 | 55.8 | 1
2022-12-25 | 18.6 | 19.6 | 20.6 | 21.6 | 22.6 | 23.6 | 24.6 | 25.6 | 26.6 | 27.6 | 28.6 | 29.6 | 30.6 | 1 | 2022-12-25 | 28.6 | 29.6 | 30.6 | 31.6 | 32.6 | 33.6 | 34.6 | 35.6 | 36.6 | 37.6 | 38.6 | 39.6 | 40.6 | 1 | 2022-12-25 | 38.6 | 39.6 | 40.6 | 41.6 | 42.6 | 43.6 | 44.6 | 45.6 | 46.6 | 47.6 | 48.6 | 49.6 | 50.6 | 1
2022-12-26 | 11.6 | 12.6 | 13.6 | 14.6 | 15.6 | 16.6 | 17.6 | 18.6 | 19.6 | 20.6 | 21.6 | 22.6 | 23.6 | 0 | 2022-12-26 | 21.6 | 22.6 | 23.6 | 24.6 | 25.6 | 26.6 | 27.6 | 28.6 | 29.6 | 30.6 | 31.6 | 32.6 | 33.6 | 0 | 2022-12-26 | 31.6 | 32.6 | 33.6 | 34.6 | 35.6 | 36.6 | 37.6 | 38.6 | 39.6 | 40.6 | 41.6 | 42.6 | 43.6 | 0
2022-12-27 | 8.3 | 9.3 | 10.3 | 11.3 | 12.3 | 13.3 | 14.3 | 15.3 | 16.3 | 17.3 | 18.3 | 19.3 | 20.3 | 0 | 2022-12-27 | 18.3 | 19.3 | 20.3 | 21.3 | 22.3 | 23.3 | 24.3 | 25.3 | 26.3 | 27.3 | 28.3 | 29.3 | 30.3 | 0 | 2022-12-27 | 28.3 | 29.3 | 30.3 | 31.3 | 32.3 | 33.3 | 34.3 | 35.3 | 36.3 | 37.3 | 38.3 | 39.3 | 40.3 | 0
2022-12-28 | 5.5 | 6.1 | 6.8 | 7.6 | 8.6 | 9.6 | 10.6 | 11.6 | 12.6 | 13.6 | 14.6 | 15.6 | 16.6 | 0 | 2022-12-28 | 14.6 | 15.6 | 16.6 | 17.6 | 18.6 | 19.6 | 20.6 | 21.6 | 22.6 | 23.6 | 24.6 | 25.6 | 26.6 | 0 | 2022-12-28 | 24.6 | 25.6 | 26.6 | 27.6 | 28.6 | 29.6 | 30.6 | 31.6 | 32.6 | 33.6 | 34.6 | 35.6 | 36.6 | 0
2022-12-29 | 1.5 | 2 | 2.4 | 2.9 | 3.5 | 4.1 | 4.7 | 5.5 | 6.2 | 7 | 7.9 | 8.7 | 9.6 | 0 | 2022-12-29 | 7.9 | 8.7 | 9.6 | 10.5 | 11.5 | 12.4 | 13.4 | 14.4 | 15.4 | 16.4 | 17.4 | 18.4 | 19.4 | 0 | 2022-12-29 | 17.4 | 18.4 | 19.4 | 20.4 | 21.4 | 22.4 | 23.4 | 24.4 | 25.4 | 26.4 | 27.4 | 28.4 | 29.4 | 0
2022-12-30 | 0 | 0 | 0 | 0.1 | 0.3 | 0.5 | 0.8 | 1.1 | 1.5 | 1.9 | 2.4 | 2.9 | 3.5 | 0 | 2022-12-30 | 2.4 | 2.9 | 3.5 | 4.1 | 4.8 | 5.5 | 6.2 | 7 | 7.7 | 8.6 | 9.4 | 10.3 | 11.2 | 0 | 2022-12-30 | 9.4 | 10.3 | 11.2 | 12.1 | 13.1 | 14.1 | 15.1 | 16.1 | 17.1 | 18.1 | 19.1 | 20.1 | 21.1 | 0
2022-12-31 | 0 | 0 | 0 | 0 | 0 | 0 | 0 | 0 | 0.2 | 0.4 | 0.6 | 1 | 1.5 | 0 | 2022-12-31 | 0.6 | 1 | 1.5 | 2.1 | 3 | 4 | 5 | 6 | 7 | 8 | 9 | 10 | 11 | 0 | 2022-12-31 | 9 | 10 | 11 | 12 | 13 | 14 | 15 | 16 | 17 | 18 | 19 | 20 | 21 | 0
2023-01-01 | 0 | 0 | 0 | 0 | 0 | 0.2 | 0.3 | 0.5 | 0.8 | 1.1 | 1.4 | 1.8 | 2.1 | 0 | 2023-01-01 | 1.4 | 1.8 | 2.1 | 2.5 | 2.9 | 3.6 | 4.5 | 5.5 | 6.5 | 7.5 | 8.5 | 9.5 | 10.5 | 0 | 2023-01-01 | 8.5 | 9.5 | 10.5 | 11.5 | 12.5 | 13.5 | 14.5 | 15.5 | 16.5 | 17.5 | 18.5 | 19.5 | 20.5 | 0
2023-01-02 | 0.3 | 0.5 | 0.9 | 1.3 | 1.8 | 2.3 | 2.9 | 3.5 | 4.1 | 4.9 | 5.7 | 6.6 | 7.6 | 0 | 2023-01-02 | 5.7 | 6.6 | 7.6 | 8.6 | 9.6 | 10.6 | 11.6 | 12.6 | 13.6 | 14.6 | 15.6 | 16.6 | 17.6 | 0 | 2023-01-02 | 15.6 | 16.6 | 17.6 | 18.6 | 19.6 | 20.6 | 21.6 | 22.6 | 23.6 | 24.6 | 25.6 | 26.6 | 27.6 | 0
2023-01-03 | 0.7 | 1 | 1.4 | 2.1 | 2.9 | 3.8 | 4.7 | 5.7 | 6.7 | 7.7 | 8.7 | 9.7 | 10.7 | 0 | 2023-01-03 | 8.7 | 9.7 | 10.7 | 11.7 | 12.7 | 13.7 | 14.7 | 15.7 | 16.7 | 17.7 | 18.7 | 19.7 | 20.7 | 0 | 2023-01-03 | 18.7 | 19.7 | 20.7 | 21.7 | 22.7 | 23.7 | 24.7 | 25.7 | 26.7 | 27.7 | 28.7 | 29.7 | 30.7 | 0
2023-01-04 | 0 | 0 | 0.4 | 0.8 | 1.2 | 1.9 | 2.9 | 3.9 | 4.9 | 5.9 | 6.9 | 7.9 | 8.9 | 0 | 2023-01-04 | 6.9 | 7.9 | 8.9 | 9.9 | 10.9 | 11.9 | 12.9 | 13.9 | 14.9 | 15.9 | 16.9 | 17.9 | 18.9 | 0 | 2023-01-04 | 16.9 | 17.9 | 18.9 | 19.9 | 20.9 | 21.9 | 22.9 | 23.9 | 24.9 | 25.9 | 26.9 | 27.9 | 28.9 | 0
2023-01-05 | 0.7 | 1.1 | 1.6 | 2.2 | 2.9 | 3.7 | 4.6 | 5.6 | 6.6 | 7.6 | 8.6 | 9.6 | 10.6 | 0 | 2023-01-05 | 8.6 | 9.6 | 10.6 | 11.6 | 12.6 | 13.6 | 14.6 | 15.6 | 16.6 | 17.6 | 18.6 | 19.6 | 20.6 | 0 | 2023-01-05 | 18.6 | 19.6 | 20.6 | 21.6 | 22.6 | 23.6 | 24.6 | 25.6 | 26.6 | 27.6 | 28.6 | 29.6 | 30.6 | 0
2023-01-06 | 4.6 | 5.6 | 6.6 | 7.6 | 8.6 | 9.6 | 10.6 | 11.6 | 12.6 | 13.6 | 14.6 | 15.6 | 16.6 | 0 | 2023-01-06 | 14.6 | 15.6 | 16.6 | 17.6 | 18.6 | 19.6 | 20.6 | 21.6 | 22.6 | 23.6 | 24.6 | 25.6 | 26.6 | 0 | 2023-01-06 | 24.6 | 25.6 | 26.6 | 27.6 | 28.6 | 29.6 | 30.6 | 31.6 | 32.6 | 33.6 | 34.6 | 35.6 | 36.6 | 0
2023-01-07 | 2.4 | 3 | 3.7 | 4.5 | 5.4 | 6.4 | 7.4 | 8.4 | 9.4 | 10.4 | 11.4 | 12.4 | 13.4 | 0 | 2023-01-07 | 11.4 | 12.4 | 13.4 | 14.4 | 15.4 | 16.4 | 17.4 | 18.4 | 19.4 | 20.4 | 21.4 | 22.4 | 23.4 | 0 | 2023-01-07 | 21.4 | 22.4 | 23.4 | 24.4 | 25.4 | 26.4 | 27.4 | 28.4 | 29.4 | 30.4 | 31.4 | 32.4 | 33.4 | 0
2023-01-08 | 8.7 | 9.7 | 10.7 | 11.7 | 12.7 | 13.7 | 14.7 | 15.7 | 16.7 | 17.7 | 18.7 | 19.7 | 20.7 | 0 | 2023-01-08 | 18.7 | 19.7 | 20.7 | 21.7 | 22.7 | 23.7 | 24.7 | 25.7 | 26.7 | 27.7 | 28.7 | 29.7 | 30.7 | 0 | 2023-01-08 | 28.7 | 29.7 | 30.7 | 31.7 | 32.7 | 33.7 | 34.7 | 35.7 | 36.7 | 37.7 | 38.7 | 39.7 | 40.7 | 0
2023-01-09 | 3.9 | 4.7 | 5.6 | 6.4 | 7.4 | 8.4 | 9.4 | 10.4 | 11.4 | 12.4 | 13.4 | 14.4 | 15.4 | 0 | 2023-01-09 | 13.4 | 14.4 | 15.4 | 16.4 | 17.4 | 18.4 | 19.4 | 20.4 | 21.4 | 22.4 | 23.4 | 24.4 | 25.4 | 0 | 2023-01-09 | 23.4 | 24.4 | 25.4 | 26.4 | 27.4 | 28.4 | 29.4 | 30.4 | 31.4 | 32.4 | 33.4 | 34.4 | 35.4 | 0
2023-01-10 | 3.5 | 4.3 | 5.2 | 6.2 | 7.2 | 8.2 | 9.2 | 10.2 | 11.2 | 12.2 | 13.2 | 14.2 | 15.2 | 0 | 2023-01-10 | 13.2 | 14.2 | 15.2 | 16.2 | 17.2 | 18.2 | 19.2 | 20.2 | 21.2 | 22.2 | 23.2 | 24.2 | 25.2 | 0 | 2023-01-10 | 23.2 | 24.2 | 25.2 | 26.2 | 27.2 | 28.2 | 29.2 | 30.2 | 31.2 | 32.2 | 33.2 | 34.2 | 35.2 | 0
2023-01-11 | 9.8 | 10.8 | 11.8 | 12.8 | 13.8 | 14.8 | 15.8 | 16.8 | 17.8 | 18.8 | 19.8 | 20.8 | 21.8 | 0 | 2023-01-11 | 19.8 | 20.8 | 21.8 | 22.8 | 23.8 | 24.8 | 25.8 | 26.8 | 27.8 | 28.8 | 29.8 | 30.8 | 31.8 | 0 | 2023-01-11 | 29.8 | 30.8 | 31.8 | 32.8 | 33.8 | 34.8 | 35.8 | 36.8 | 37.8 | 38.8 | 39.8 | 40.8 | 41.8 | 0
2023-01-12 | 3.2 | 3.8 | 4.4 | 5.2 | 6 | 6.9 | 7.8 | 8.8 | 9.7 | 10.7 | 11.7 | 12.7 | 13.7 | 0 | 2023-01-12 | 11.7 | 12.7 | 13.7 | 14.7 | 15.7 | 16.7 | 17.7 | 18.7 | 19.7 | 20.7 | 21.7 | 22.7 | 23.7 | 0 | 2023-01-12 | 21.7 | 22.7 | 23.7 | 24.7 | 25.7 | 26.7 | 27.7 | 28.7 | 29.7 | 30.7 | 31.7 | 32.7 | 33.7 | 0
2023-01-13 | 0 | 0 | 0 | 0.1 | 0.1 | 0.2 | 0.3 | 0.4 | 0.5 | 0.7 | 0.9 | 1.1 | 1.4 | 0 | 2023-01-13 | 0.9 | 1.1 | 1.4 | 1.7 | 2 | 2.4 | 3 | 3.8 | 4.7 | 5.7 | 6.7 | 7.7 | 8.7 | 0 | 2023-01-13 | 6.7 | 7.7 | 8.7 | 9.7 | 10.7 | 11.7 | 12.7 | 13.7 | 14.7 | 15.7 | 16.7 | 17.7 | 18.7 | 0
2023-01-14 | 4.9 | 5.9 | 6.9 | 7.9 | 8.9 | 9.9 | 10.9 | 11.9 | 12.9 | 13.9 | 14.9 | 15.9 | 16.9 | 0 | 2023-01-14 | 14.9 | 15.9 | 16.9 | 17.9 | 18.9 | 19.9 | 20.9 | 21.9 | 22.9 | 23.9 | 24.9 | 25.9 | 26.9 | 0 | 2023-01-14 | 24.9 | 25.9 | 26.9 | 27.9 | 28.9 | 29.9 | 30.9 | 31.9 | 32.9 | 33.9 | 34.9 | 35.9 | 36.9 | 0
2023-01-15 | 6.4 | 7.4 | 8.4 | 9.4 | 10.4 | 11.4 | 12.4 | 13.4 | 14.4 | 15.4 | 16.4 | 17.4 | 18.4 | 0 | 2023-01-15 | 16.4 | 17.4 | 18.4 | 19.4 | 20.4 | 21.4 | 22.4 | 23.4 | 24.4 | 25.4 | 26.4 | 27.4 | 28.4 | 0 | 2023-01-15 | 26.4 | 27.4 | 28.4 | 29.4 | 30.4 | 31.4 | 32.4 | 33.4 | 34.4 | 35.4 | 36.4 | 37.4 | 38.4 | 0
2023-01-16 | 7.1 | 8.1 | 9.1 | 10.1 | 11.1 | 12.1 | 13.1 | 14.1 | 15.1 | 16.1 | 17.1 | 18.1 | 19.1 | 0 | 2023-01-16 | 17.1 | 18.1 | 19.1 | 20.1 | 21.1 | 22.1 | 23.1 | 24.1 | 25.1 | 26.1 | 27.1 | 28.1 | 29.1 | 0 | 2023-01-16 | 27.1 | 28.1 | 29.1 | 30.1 | 31.1 | 32.1 | 33.1 | 34.1 | 35.1 | 36.1 | 37.1 | 38.1 | 39.1 | 0
2023-01-17 | 2.3 | 2.7 | 3.2 | 3.6 | 4.1 | 4.8 | 5.5 | 6.2 | 7 | 7.9 | 8.8 | 9.8 | 10.8 | 0 | 2023-01-17 | 8.8 | 9.8 | 10.8 | 11.8 | 12.8 | 13.8 | 14.8 | 15.8 | 16.8 | 17.8 | 18.8 | 19.8 | 20.8 | 0 | 2023-01-17 | 18.8 | 19.8 | 20.8 | 21.8 | 22.8 | 23.8 | 24.8 | 25.8 | 26.8 | 27.8 | 28.8 | 29.8 | 30.8 | 0
2023-01-18 | 0 | 0 | 0 | 0 | 0.2 | 0.6 | 1.2 | 1.8 | 2.4 | 3.1 | 3.9 | 4.8 | 5.8 | 0 | 2023-01-18 | 3.9 | 4.8 | 5.8 | 6.8 | 7.8 | 8.8 | 9.8 | 10.8 | 11.8 | 12.8 | 13.8 | 14.8 | 15.8 | 0 | 2023-01-18 | 13.8 | 14.8 | 15.8 | 16.8 | 17.8 | 18.8 | 19.8 | 20.8 | 21.8 | 22.8 | 23.8 | 24.8 | 25.8 | 0
2023-01-19 | 1 | 1.8 | 2.8 | 3.8 | 4.8 | 5.8 | 6.8 | 7.8 | 8.8 | 9.8 | 10.8 | 11.8 | 12.8 | 0 | 2023-01-19 | 10.8 | 11.8 | 12.8 | 13.8 | 14.8 | 15.8 | 16.8 | 17.8 | 18.8 | 19.8 | 20.8 | 21.8 | 22.8 | 0 | 2023-01-19 | 20.8 | 21.8 | 22.8 | 23.8 | 24.8 | 25.8 | 26.8 | 27.8 | 28.8 | 29.8 | 30.8 | 31.8 | 32.8 | 0
2023-01-20 | 5.1 | 6.1 | 7.1 | 8.1 | 9.1 | 10.1 | 11.1 | 12.1 | 13.1 | 14.1 | 15.1 | 16.1 | 17.1 | 0 | 2023-01-20 | 15.1 | 16.1 | 17.1 | 18.1 | 19.1 | 20.1 | 21.1 | 22.1 | 23.1 | 24.1 | 25.1 | 26.1 | 27.1 | 0 | 2023-01-20 | 25.1 | 26.1 | 27.1 | 28.1 | 29.1 | 30.1 | 31.1 | 32.1 | 33.1 | 34.1 | 35.1 | 36.1 | 37.1 | 0
2023-01-21 | 8.4 | 9.4 | 10.4 | 11.4 | 12.4 | 13.4 | 14.4 | 15.4 | 16.4 | 17.4 | 18.4 | 19.4 | 20.4 | 0 | 2023-01-21 | 18.4 | 19.4 | 20.4 | 21.4 | 22.4 | 23.4 | 24.4 | 25.4 | 26.4 | 27.4 | 28.4 | 29.4 | 30.4 | 0 | 2023-01-21 | 28.4 | 29.4 | 30.4 | 31.4 | 32.4 | 33.4 | 34.4 | 35.4 | 36.4 | 37.4 | 38.4 | 39.4 | 40.4 | 0
2023-01-22 | 6.7 | 7.7 | 8.7 | 9.7 | 10.7 | 11.7 | 12.7 | 13.7 | 14.7 | 15.7 | 16.7 | 17.7 | 18.7 | 0 | 2023-01-22 | 16.7 | 17.7 | 18.7 | 19.7 | 20.7 | 21.7 | 22.7 | 23.7 | 24.7 | 25.7 | 26.7 | 27.7 | 28.7 | 0 | 2023-01-22 | 26.7 | 27.7 | 28.7 | 29.7 | 30.7 | 31.7 | 32.7 | 33.7 | 34.7 | 35.7 | 36.7 | 37.7 | 38.7 | 0
2023-01-23 | 4.8 | 5.8 | 6.8 | 7.8 | 8.8 | 9.8 | 10.8 | 11.8 | 12.8 | 13.8 | 14.8 | 15.8 | 16.8 | 0 | 2023-01-23 | 14.8 | 15.8 | 16.8 | 17.8 | 18.8 | 19.8 | 20.8 | 21.8 | 22.8 | 23.8 | 24.8 | 25.8 | 26.8 | 0 | 2023-01-23 | 24.8 | 25.8 | 26.8 | 27.8 | 28.8 | 29.8 | 30.8 | 31.8 | 32.8 | 33.8 | 34.8 | 35.8 | 36.8 | 0
2023-01-24 | 4.4 | 5.4 | 6.4 | 7.4 | 8.4 | 9.4 | 10.4 | 11.4 | 12.4 | 13.4 | 14.4 | 15.4 | 16.4 | 0 | 2023-01-24 | 14.4 | 15.4 | 16.4 | 17.4 | 18.4 | 19.4 | 20.4 | 21.4 | 22.4 | 23.4 | 24.4 | 25.4 | 26.4 | 0 | 2023-01-24 | 24.4 | 25.4 | 26.4 | 27.4 | 28.4 | 29.4 | 30.4 | 31.4 | 32.4 | 33.4 | 34.4 | 35.4 | 36.4 | 0
2023-01-25 | 3.5 | 4.4 | 5.4 | 6.4 | 7.4 | 8.4 | 9.4 | 10.4 | 11.4 | 12.4 | 13.4 | 14.4 | 15.4 | 0 | 2023-01-25 | 13.4 | 14.4 | 15.4 | 16.4 | 17.4 | 18.4 | 19.4 | 20.4 | 21.4 | 22.4 | 23.4 | 24.4 | 25.4 | 0 | 2023-01-25 | 23.4 | 24.4 | 25.4 | 26.4 | 27.4 | 28.4 | 29.4 | 30.4 | 31.4 | 32.4 | 33.4 | 34.4 | 35.4 | 0
2023-01-26 | 0.3 | 0.5 | 0.7 | 1 | 1.3 | 1.7 | 2.2 | 2.7 | 3.4 | 4.1 | 4.9 | 5.7 | 6.5 | 0 | 2023-01-26 | 4.9 | 5.7 | 6.5 | 7.3 | 8.1 | 9 | 10 | 11 | 12 | 13 | 14 | 15 | 16 | 0 | 2023-01-26 | 14 | 15 | 16 | 17 | 18 | 19 | 20 | 21 | 22 | 23 | 24 | 25 | 26 | 0
2023-01-27 | 4 | 4.8 | 5.7 | 6.7 | 7.7 | 8.7 | 9.7 | 10.7 | 11.7 | 12.7 | 13.7 | 14.7 | 15.7 | 0 | 2023-01-27 | 13.7 | 14.7 | 15.7 | 16.7 | 17.7 | 18.7 | 19.7 | 20.7 | 21.7 | 22.7 | 23.7 | 24.7 | 25.7 | 0 | 2023-01-27 | 23.7 | 24.7 | 25.7 | 26.7 | 27.7 | 28.7 | 29.7 | 30.7 | 31.7 | 32.7 | 33.7 | 34.7 | 35.7 | 0
2023-01-28 | 2.1 | 2.5 | 2.9 | 3.3 | 3.8 | 4.3 | 4.9 | 5.6 | 6.3 | 7.1 | 7.9 | 8.9 | 9.9 | 0 | 2023-01-28 | 7.9 | 8.9 | 9.9 | 10.9 | 11.9 | 12.9 | 13.9 | 14.9 | 15.9 | 16.9 | 17.9 | 18.9 | 19.9 | 0 | 2023-01-28 | 17.9 | 18.9 | 19.9 | 20.9 | 21.9 | 22.9 | 23.9 | 24.9 | 25.9 | 26.9 | 27.9 | 28.9 | 29.9 | 0
2023-01-29 | 0.6 | 1 | 1.4 | 1.8 | 2.2 | 2.7 | 3.1 | 3.6 | 4.1 | 4.8 | 5.5 | 6.3 | 7.3 | 0 | 2023-01-29 | 5.5 | 6.3 | 7.3 | 8.3 | 9.3 | 10.3 | 11.3 | 12.3 | 13.3 | 14.3 | 15.3 | 16.3 | 17.3 | 0 | 2023-01-29 | 15.3 | 16.3 | 17.3 | 18.3 | 19.3 | 20.3 | 21.3 | 22.3 | 23.3 | 24.3 | 25.3 | 26.3 | 27.3 | 0
2023-01-30 | 0 | 0.1 | 0.3 | 0.8 | 1.4 | 2.2 | 3.1 | 4 | 5 | 6 | 7 | 8 | 9 | 1 | 2023-01-30 | 7 | 8 | 9 | 10 | 11 | 12 | 13 | 14 | 15 | 16 | 17 | 18 | 19 | 1 | 2023-01-30 | 17 | 18 | 19 | 20 | 21 | 22 | 23 | 24 | 25 | 26 | 27 | 28 | 29 | 1
2023-01-31 | 6.5 | 7.5 | 8.5 | 9.5 | 10.5 | 11.5 | 12.5 | 13.5 | 14.5 | 15.5 | 16.5 | 17.5 | 18.5 | 0 | 2023-01-31 | 16.5 | 17.5 | 18.5 | 19.5 | 20.5 | 21.5 | 22.5 | 23.5 | 24.5 | 25.5 | 26.5 | 27.5 | 28.5 | 0 | 2023-01-31 | 26.5 | 27.5 | 28.5 | 29.5 | 30.5 | 31.5 | 32.5 | 33.5 | 34.5 | 35.5 | 36.5 | 37.5 | 38.5 | 0
2023-02-01 | 13 | 14 | 15 | 16 | 17 | 18 | 19 | 20 | 21 | 22 | 23 | 24 | 25 | 0 | 2023-02-01 | 23 | 24 | 25 | 26 | 27 | 28 | 29 | 30 | 31 | 32 | 33 | 34 | 35 | 0 | 2023-02-01 | 33 | 34 | 35 | 36 | 37 | 38 | 39 | 40 | 41 | 42 | 43 | 44 | 45 | 0
2023-02-02 | 8 | 9 | 10 | 11 | 12 | 13 | 14 | 15 | 16 | 17 | 18 | 19 | 20 | 0 | 2023-02-02 | 18 | 19 | 20 | 21 | 22 | 23 | 24 | 25 | 26 | 27 | 28 | 29 | 30 | 0 | 2023-02-02 | 28 | 29 | 30 | 31 | 32 | 33 | 34 | 35 | 36 | 37 | 38 | 39 | 40 | 0
2023-02-03 | 21.8 | 22.8 | 23.8 | 24.8 | 25.8 | 26.8 | 27.8 | 28.8 | 29.8 | 30.8 | 31.8 | 32.8 | 33.8 | 0 | 2023-02-03 | 31.8 | 32.8 | 33.8 | 34.8 | 35.8 | 36.8 | 37.8 | 38.8 | 39.8 | 40.8 | 41.8 | 42.8 | 43.8 | 0 | 2023-02-03 | 41.8 | 42.8 | 43.8 | 44.8 | 45.8 | 46.8 | 47.8 | 48.8 | 49.8 | 50.8 | 51.8 | 52.8 | 53.8 | 0
2023-02-04 | 35.3 | 36.3 | 37.3 | 38.3 | 39.3 | 40.3 | 41.3 | 42.3 | 43.3 | 44.3 | 45.3 | 46.3 | 47.3 | 0 | 2023-02-04 | 45.3 | 46.3 | 47.3 | 48.3 | 49.3 | 50.3 | 51.3 | 52.3 | 53.3 | 54.3 | 55.3 | 56.3 | 57.3 | 0 | 2023-02-04 | 55.3 | 56.3 | 57.3 | 58.3 | 59.3 | 60.3 | 61.3 | 62.3 | 63.3 | 64.3 | 65.3 | 66.3 | 67.3 | 0
2023-02-05 | 6 | 6.5 | 7.1 | 7.8 | 8.5 | 9.2 | 10 | 10.8 | 11.7 | 12.5 | 13.3 | 14.2 | 15.2 | 0 | 2023-02-05 | 13.3 | 14.2 | 15.2 | 16.2 | 17.2 | 18.2 | 19.2 | 20.2 | 21.2 | 22.2 | 23.2 | 24.2 | 25.2 | 0 | 2023-02-05 | 23.2 | 24.2 | 25.2 | 26.2 | 27.2 | 28.2 | 29.2 | 30.2 | 31.2 | 32.2 | 33.2 | 34.2 | 35.2 | 0
2023-02-06 | 1.2 | 1.7 | 2.3 | 3 | 3.7 | 4.4 | 5.2 | 6 | 6.9 | 7.8 | 8.8 | 9.8 | 10.8 | 0 | 2023-02-06 | 8.8 | 9.8 | 10.8 | 11.8 | 12.8 | 13.8 | 14.8 | 15.8 | 16.8 | 17.8 | 18.8 | 19.8 | 20.8 | 0 | 2023-02-06 | 18.8 | 19.8 | 20.8 | 21.8 | 22.8 | 23.8 | 24.8 | 25.8 | 26.8 | 27.8 | 28.8 | 29.8 | 30.8 | 0
2023-02-07 | 9.4 | 10.4 | 11.4 | 12.4 | 13.4 | 14.4 | 15.4 | 16.4 | 17.4 | 18.4 | 19.4 | 20.4 | 21.4 | 0 | 2023-02-07 | 19.4 | 20.4 | 21.4 | 22.4 | 23.4 | 24.4 | 25.4 | 26.4 | 27.4 | 28.4 | 29.4 | 30.4 | 31.4 | 0 | 2023-02-07 | 29.4 | 30.4 | 31.4 | 32.4 | 33.4 | 34.4 | 35.4 | 36.4 | 37.4 | 38.4 | 39.4 | 40.4 | 41.4 | 0
2023-02-08 | 0.7 | 1 | 1.4 | 1.9 | 2.4 | 3 | 3.7 | 4.4 | 5.2 | 6.1 | 7.1 | 8.1 | 9.1 | 0 | 2023-02-08 | 7.1 | 8.1 | 9.1 | 10.1 | 11.1 | 12.1 | 13.1 | 14.1 | 15.1 | 16.1 | 17.1 | 18.1 | 19.1 | 0 | 2023-02-08 | 17.1 | 18.1 | 19.1 | 20.1 | 21.1 | 22.1 | 23.1 | 24.1 | 25.1 | 26.1 | 27.1 | 28.1 | 29.1 | 0
2023-02-09 | 0.6 | 1 | 1.3 | 1.8 | 2.4 | 3.2 | 4.1 | 5.1 | 6.1 | 7.1 | 8.1 | 9.1 | 10.1 | 0 | 2023-02-09 | 8.1 | 9.1 | 10.1 | 11.1 | 12.1 | 13.1 | 14.1 | 15.1 | 16.1 | 17.1 | 18.1 | 19.1 | 20.1 | 0 | 2023-02-09 | 18.1 | 19.1 | 20.1 | 21.1 | 22.1 | 23.1 | 24.1 | 25.1 | 26.1 | 27.1 | 28.1 | 29.1 | 30.1 | 0
2023-02-10 | 0.1 | 0.2 | 0.3 | 0.6 | 1 | 1.4 | 1.9 | 2.4 | 3 | 3.5 | 4.1 | 4.7 | 5.3 | 0 | 2023-02-10 | 4.1 | 4.7 | 5.3 | 6 | 6.7 | 7.4 | 8.2 | 8.9 | 9.7 | 10.6 | 11.5 | 12.5 | 13.5 | 0 | 2023-02-10 | 11.5 | 12.5 | 13.5 | 14.5 | 15.5 | 16.5 | 17.5 | 18.5 | 19.5 | 20.5 | 21.5 | 22.5 | 23.5 | 0
2023-02-11 | 1 | 1.4 | 2 | 2.6 | 3.4 | 4.2 | 5.2 | 6.2 | 7.2 | 8.2 | 9.2 | 10.2 | 11.2 | 0 | 2023-02-11 | 9.2 | 10.2 | 11.2 | 12.2 | 13.2 | 14.2 | 15.2 | 16.2 | 17.2 | 18.2 | 19.2 | 20.2 | 21.2 | 0 | 2023-02-11 | 19.2 | 20.2 | 21.2 | 22.2 | 23.2 | 24.2 | 25.2 | 26.2 | 27.2 | 28.2 | 29.2 | 30.2 | 31.2 | 0
2023-02-12 | 2.3 | 2.8 | 3.3 | 3.9 | 4.5 | 5.1 | 5.8 | 6.5 | 7.3 | 8.1 | 9 | 10 | 11 | 0 | 2023-02-12 | 9 | 10 | 11 | 12 | 13 | 14 | 15 | 16 | 17 | 18 | 19 | 20 | 21 | 0 | 2023-02-12 | 19 | 20 | 21 | 22 | 23 | 24 | 25 | 26 | 27 | 28 | 29 | 30 | 31 | 0
2023-02-13 | 0.5 | 1.1 | 1.7 | 2.4 | 3.3 | 4.3 | 5.3 | 6.3 | 7.3 | 8.3 | 9.3 | 10.3 | 11.3 | 0 | 2023-02-13 | 9.3 | 10.3 | 11.3 | 12.3 | 13.3 | 14.3 | 15.3 | 16.3 | 17.3 | 18.3 | 19.3 | 20.3 | 21.3 | 0 | 2023-02-13 | 19.3 | 20.3 | 21.3 | 22.3 | 23.3 | 24.3 | 25.3 | 26.3 | 27.3 | 28.3 | 29.3 | 30.3 | 31.3 | 0
2023-02-14 | 0.5 | 0.8 | 1.3 | 1.8 | 2.3 | 2.8 | 3.4 | 4 | 4.7 | 5.4 | 6.2 | 7.1 | 8 | 0 | 2023-02-14 | 6.2 | 7.1 | 8 | 9 | 10 | 11 | 12 | 13 | 14 | 15 | 16 | 17 | 18 | 0 | 2023-02-14 | 16 | 17 | 18 | 19 | 20 | 21 | 22 | 23 | 24 | 25 | 26 | 27 | 28 | 0
2023-02-15 | 1.1 | 1.4 | 1.8 | 2.1 | 2.5 | 2.9 | 3.4 | 3.8 | 4.2 | 4.7 | 5.2 | 5.7 | 6.4 | 0 | 2023-02-15 | 5.2 | 5.7 | 6.4 | 7 | 7.8 | 8.6 | 9.4 | 10.3 | 11.2 | 12.2 | 13.2 | 14.2 | 15.2 | 0 | 2023-02-15 | 13.2 | 14.2 | 15.2 | 16.2 | 17.2 | 18.2 | 19.2 | 20.2 | 21.2 | 22.2 | 23.2 | 24.2 | 25.2 | 0
2023-02-16 | 0 | 0 | 0 | 0 | 0 | 0 | 0 | 0 | 0 | 0 | 0.1 | 0.1 | 0.3 | 0 | 2023-02-16 | 0.1 | 0.1 | 0.3 | 0.6 | 1 | 1.5 | 2 | 2.5 | 3.1 | 3.7 | 4.3 | 5 | 5.7 | 0 | 2023-02-16 | 4.3 | 5 | 5.7 | 6.5 | 7.5 | 8.5 | 9.5 | 10.5 | 11.5 | 12.5 | 13.5 | 14.5 | 15.5 | 0
2023-02-17 | 1.6 | 1.8 | 2 | 2.3 | 2.6 | 2.8 | 3.1 | 3.4 | 3.9 | 4.5 | 5 | 5.6 | 6.3 | 0 | 2023-02-17 | 5 | 5.6 | 6.3 | 6.9 | 7.6 | 8.3 | 9.1 | 9.9 | 10.8 | 11.7 | 12.7 | 13.7 | 14.7 | 0 | 2023-02-17 | 12.7 | 13.7 | 14.7 | 15.7 | 16.7 | 17.7 | 18.7 | 19.7 | 20.7 | 21.7 | 22.7 | 23.7 | 24.7 | 0
2023-02-18 | 8.1 | 9 | 10 | 11 | 12 | 13 | 14 | 15 | 16 | 17 | 18 | 19 | 20 | 0 | 2023-02-18 | 18 | 19 | 20 | 21 | 22 | 23 | 24 | 25 | 26 | 27 | 28 | 29 | 30 | 0 | 2023-02-18 | 28 | 29 | 30 | 31 | 32 | 33 | 34 | 35 | 36 | 37 | 38 | 39 | 40 | 0
2023-02-19 | 1.4 | 1.8 | 2.2 | 2.8 | 3.6 | 4.4 | 5.2 | 6.2 | 7.2 | 8.2 | 9.2 | 10.2 | 11.2 | 0 | 2023-02-19 | 9.2 | 10.2 | 11.2 | 12.2 | 13.2 | 14.2 | 15.2 | 16.2 | 17.2 | 18.2 | 19.2 | 20.2 | 21.2 | 0 | 2023-02-19 | 19.2 | 20.2 | 21.2 | 22.2 | 23.2 | 24.2 | 25.2 | 26.2 | 27.2 | 28.2 | 29.2 | 30.2 | 31.2 | 0
2023-02-20 | 0 | 0 | 0 | 0 | 0 | 0 | 0 | 0.1 | 0.3 | 0.6 | 1 | 1.5 | 2 | 0 | 2023-02-20 | 1 | 1.5 | 2 | 2.6 | 3.2 | 3.9 | 4.6 | 5.3 | 6 | 6.8 | 7.7 | 8.6 | 9.6 | 0 | 2023-02-20 | 7.7 | 8.6 | 9.6 | 10.6 | 11.6 | 12.6 | 13.6 | 14.6 | 15.6 | 16.6 | 17.6 | 18.6 | 19.6 | 0
2023-02-21 | 1.1 | 1.8 | 2.6 | 3.5 | 4.4 | 5.4 | 6.3 | 7.3 | 8.3 | 9.3 | 10.3 | 11.3 | 12.3 | 0 | 2023-02-21 | 10.3 | 11.3 | 12.3 | 13.3 | 14.3 | 15.3 | 16.3 | 17.3 | 18.3 | 19.3 | 20.3 | 21.3 | 22.3 | 0 | 2023-02-21 | 20.3 | 21.3 | 22.3 | 23.3 | 24.3 | 25.3 | 26.3 | 27.3 | 28.3 | 29.3 | 30.3 | 31.3 | 32.3 | 0
2023-02-22 | 1.4 | 1.9 | 2.5 | 3.2 | 4 | 5 | 6 | 7 | 8 | 9 | 10 | 11 | 12 | 0 | 2023-02-22 | 10 | 11 | 12 | 13 | 14 | 15 | 16 | 17 | 18 | 19 | 20 | 21 | 22 | 0 | 2023-02-22 | 20 | 21 | 22 | 23 | 24 | 25 | 26 | 27 | 28 | 29 | 30 | 31 | 32 | 0
2023-02-23 | 8.1 | 9.1 | 10.1 | 11.1 | 12.1 | 13.1 | 14.1 | 15.1 | 16.1 | 17.1 | 18.1 | 19.1 | 20.1 | 0 | 2023-02-23 | 18.1 | 19.1 | 20.1 | 21.1 | 22.1 | 23.1 | 24.1 | 25.1 | 26.1 | 27.1 | 28.1 | 29.1 | 30.1 | 0 | 2023-02-23 | 28.1 | 29.1 | 30.1 | 31.1 | 32.1 | 33.1 | 34.1 | 35.1 | 36.1 | 37.1 | 38.1 | 39.1 | 40.1 | 0
2023-02-24 | 9.8 | 10.8 | 11.8 | 12.8 | 13.8 | 14.8 | 15.8 | 16.8 | 17.8 | 18.8 | 19.8 | 20.8 | 21.8 | 0 | 2023-02-24 | 19.8 | 20.8 | 21.8 | 22.8 | 23.8 | 24.8 | 25.8 | 26.8 | 27.8 | 28.8 | 29.8 | 30.8 | 31.8 | 0 | 2023-02-24 | 29.8 | 30.8 | 31.8 | 32.8 | 33.8 | 34.8 | 35.8 | 36.8 | 37.8 | 38.8 | 39.8 | 40.8 | 41.8 | 0
2023-02-25 | 21.9 | 22.9 | 23.9 | 24.9 | 25.9 | 26.9 | 27.9 | 28.9 | 29.9 | 30.9 | 31.9 | 32.9 | 33.9 | 0 | 2023-02-25 | 31.9 | 32.9 | 33.9 | 34.9 | 35.9 | 36.9 | 37.9 | 38.9 | 39.9 | 40.9 | 41.9 | 42.9 | 43.9 | 0 | 2023-02-25 | 41.9 | 42.9 | 43.9 | 44.9 | 45.9 | 46.9 | 47.9 | 48.9 | 49.9 | 50.9 | 51.9 | 52.9 | 53.9 | 0
2023-02-26 | 12 | 13 | 14 | 15 | 16 | 17 | 18 | 19 | 20 | 21 | 22 | 23 | 24 | 0 | 2023-02-26 | 22 | 23 | 24 | 25 | 26 | 27 | 28 | 29 | 30 | 31 | 32 | 33 | 34 | 0 | 2023-02-26 | 32 | 33 | 34 | 35 | 36 | 37 | 38 | 39 | 40 | 41 | 42 | 43 | 44 | 0
2023-02-27 | 9.9 | 10.9 | 11.9 | 12.9 | 13.9 | 14.9 | 15.9 | 16.9 | 17.9 | 18.9 | 19.9 | 20.9 | 21.9 | 0 | 2023-02-27 | 19.9 | 20.9 | 21.9 | 22.9 | 23.9 | 24.9 | 25.9 | 26.9 | 27.9 | 28.9 | 29.9 | 30.9 | 31.9 | 0 | 2023-02-27 | 29.9 | 30.9 | 31.9 | 32.9 | 33.9 | 34.9 | 35.9 | 36.9 | 37.9 | 38.9 | 39.9 | 40.9 | 41.9 | 0
2023-02-28 | 4.9 | 5.9 | 6.9 | 7.9 | 8.9 | 9.9 | 10.9 | 11.9 | 12.9 | 13.9 | 14.9 | 15.9 | 16.9 | 0 | 2023-02-28 | 14.9 | 15.9 | 16.9 | 17.9 | 18.9 | 19.9 | 20.9 | 21.9 | 22.9 | 23.9 | 24.9 | 25.9 | 26.9 | 0 | 2023-02-28 | 24.9 | 25.9 | 26.9 | 27.9 | 28.9 | 29.9 | 30.9 | 31.9 | 32.9 | 33.9 | 34.9 | 35.9 | 36.9 | 0
2023-03-01 | 2.4 | 3.3 | 4.2 | 5.2 | 6.2 | 7.2 | 8.2 | 9.2 | 10.2 | 11.2 | 12.2 | 13.2 | 14.2 | 0 | 2023-03-01 | 12.2 | 13.2 | 14.2 | 15.2 | 16.2 | 17.2 | 18.2 | 19.2 | 20.2 | 21.2 | 22.2 | 23.2 | 24.2 | 0 | 2023-03-01 | 22.2 | 23.2 | 24.2 | 25.2 | 26.2 | 27.2 | 28.2 | 29.2 | 30.2 | 31.2 | 32.2 | 33.2 | 34.2 | 0
2023-03-02 | 0.3 | 0.7 | 1.2 | 1.9 | 2.8 | 3.8 | 4.8 | 5.8 | 6.8 | 7.8 | 8.8 | 9.8 | 10.8 | 0 | 2023-03-02 | 8.8 | 9.8 | 10.8 | 11.8 | 12.8 | 13.8 | 14.8 | 15.8 | 16.8 | 17.8 | 18.8 | 19.8 | 20.8 | 0 | 2023-03-02 | 18.8 | 19.8 | 20.8 | 21.8 | 22.8 | 23.8 | 24.8 | 25.8 | 26.8 | 27.8 | 28.8 | 29.8 | 30.8 | 0
2023-03-03 | 1.6 | 2.3 | 3.1 | 3.9 | 4.9 | 5.9 | 6.9 | 7.9 | 8.9 | 9.9 | 10.9 | 11.9 | 12.9 | 0 | 2023-03-03 | 10.9 | 11.9 | 12.9 | 13.9 | 14.9 | 15.9 | 16.9 | 17.9 | 18.9 | 19.9 | 20.9 | 21.9 | 22.9 | 0 | 2023-03-03 | 20.9 | 21.9 | 22.9 | 23.9 | 24.9 | 25.9 | 26.9 | 27.9 | 28.9 | 29.9 | 30.9 | 31.9 | 32.9 | 0
2023-03-04 | 4.8 | 5.8 | 6.8 | 7.8 | 8.8 | 9.8 | 10.8 | 11.8 | 12.8 | 13.8 | 14.8 | 15.8 | 16.8 | 0 | 2023-03-04 | 14.8 | 15.8 | 16.8 | 17.8 | 18.8 | 19.8 | 20.8 | 21.8 | 22.8 | 23.8 | 24.8 | 25.8 | 26.8 | 0 | 2023-03-04 | 24.8 | 25.8 | 26.8 | 27.8 | 28.8 | 29.8 | 30.8 | 31.8 | 32.8 | 33.8 | 34.8 | 35.8 | 36.8 | 0
2023-03-05 | 2.7 | 3.4 | 4.1 | 5 | 6 | 7 | 8 | 9 | 10 | 11 | 12 | 13 | 14 | 0 | 2023-03-05 | 12 | 13 | 14 | 15 | 16 | 17 | 18 | 19 | 20 | 21 | 22 | 23 | 24 | 0 | 2023-03-05 | 22 | 23 | 24 | 25 | 26 | 27 | 28 | 29 | 30 | 31 | 32 | 33 | 34 | 0
2023-03-06 | 0.6 | 1.1 | 1.6 | 2.2 | 2.8 | 3.4 | 4.2 | 5 | 5.9 | 6.9 | 7.9 | 8.9 | 9.9 | 0 | 2023-03-06 | 7.9 | 8.9 | 9.9 | 10.9 | 11.9 | 12.9 | 13.9 | 14.9 | 15.9 | 16.9 | 17.9 | 18.9 | 19.9 | 0 | 2023-03-06 | 17.9 | 18.9 | 19.9 | 20.9 | 21.9 | 22.9 | 23.9 | 24.9 | 25.9 | 26.9 | 27.9 | 28.9 | 29.9 | 0
2023-03-07 | 4.6 | 5.6 | 6.6 | 7.6 | 8.6 | 9.6 | 10.6 | 11.6 | 12.6 | 13.6 | 14.6 | 15.6 | 16.6 | 0 | 2023-03-07 | 14.6 | 15.6 | 16.6 | 17.6 | 18.6 | 19.6 | 20.6 | 21.6 | 22.6 | 23.6 | 24.6 | 25.6 | 26.6 | 0 | 2023-03-07 | 24.6 | 25.6 | 26.6 | 27.6 | 28.6 | 29.6 | 30.6 | 31.6 | 32.6 | 33.6 | 34.6 | 35.6 | 36.6 | 0
2023-03-08 | 3.3 | 3.8 | 4.3 | 4.9 | 5.6 | 6.3 | 7.1 | 7.9 | 8.7 | 9.7 | 10.7 | 11.7 | 12.7 | 0 | 2023-03-08 | 10.7 | 11.7 | 12.7 | 13.7 | 14.7 | 15.7 | 16.7 | 17.7 | 18.7 | 19.7 | 20.7 | 21.7 | 22.7 | 0 | 2023-03-08 | 20.7 | 21.7 | 22.7 | 23.7 | 24.7 | 25.7 | 26.7 | 27.7 | 28.7 | 29.7 | 30.7 | 31.7 | 32.7 | 0
2023-03-09 | 1.3 | 1.8 | 2.4 | 3.2 | 4 | 4.8 | 5.7 | 6.5 | 7.4 | 8.4 | 9.4 | 10.4 | 11.4 | 0 | 2023-03-09 | 9.4 | 10.4 | 11.4 | 12.4 | 13.4 | 14.4 | 15.4 | 16.4 | 17.4 | 18.4 | 19.4 | 20.4 | 21.4 | 0 | 2023-03-09 | 19.4 | 20.4 | 21.4 | 22.4 | 23.4 | 24.4 | 25.4 | 26.4 | 27.4 | 28.4 | 29.4 | 30.4 | 31.4 | 0
2023-03-10 | 1.9 | 2.3 | 3 | 3.7 | 4.4 | 5.2 | 6 | 6.8 | 7.7 | 8.6 | 9.6 | 10.5 | 11.5 | 0 | 2023-03-10 | 9.6 | 10.5 | 11.5 | 12.5 | 13.5 | 14.5 | 15.5 | 16.5 | 17.5 | 18.5 | 19.5 | 20.5 | 21.5 | 0 | 2023-03-10 | 19.5 | 20.5 | 21.5 | 22.5 | 23.5 | 24.5 | 25.5 | 26.5 | 27.5 | 28.5 | 29.5 | 30.5 | 31.5 | 0
2023-03-11 | 2 | 2.9 | 3.9 | 4.9 | 5.9 | 6.9 | 7.9 | 8.9 | 9.9 | 10.9 | 11.9 | 12.9 | 13.9 | 0 | 2023-03-11 | 11.9 | 12.9 | 13.9 | 14.9 | 15.9 | 16.9 | 17.9 | 18.9 | 19.9 | 20.9 | 21.9 | 22.9 | 23.9 | 0 | 2023-03-11 | 21.9 | 22.9 | 23.9 | 24.9 | 25.9 | 26.9 | 27.9 | 28.9 | 29.9 | 30.9 | 31.9 | 32.9 | 33.9 | 0
2023-03-12 | 2.5 | 3.2 | 4.1 | 5 | 6 | 6.9 | 7.9 | 8.8 | 9.8 | 10.8 | 11.7 | 12.7 | 13.6 | 0 | 2023-03-12 | 11.7 | 12.7 | 13.6 | 14.6 | 15.6 | 16.5 | 17.5 | 18.4 | 19.4 | 20.3 | 21.3 | 22.3 | 23.2 | 0 | 2023-03-12 | 21.3 | 22.3 | 23.2 | 24.2 | 25.1 | 26.1 | 27.1 | 28 | 29 | 29.9 | 30.9 | 31.8 | 32.8 | 0
2023-03-13 | 0.6 | 1.1 | 1.7 | 2.6 | 3.6 | 4.6 | 5.6 | 6.6 | 7.6 | 8.6 | 9.6 | 10.6 | 11.6 | 0 | 2023-03-13 | 9.6 | 10.6 | 11.6 | 12.6 | 13.6 | 14.6 | 15.6 | 16.6 | 17.6 | 18.6 | 19.6 | 20.6 | 21.6 | 0 | 2023-03-13 | 19.6 | 20.6 | 21.6 | 22.6 | 23.6 | 24.6 | 25.6 | 26.6 | 27.6 | 28.6 | 29.6 | 30.6 | 31.6 | 0
2023-03-14 | 2.2 | 2.7 | 3.5 | 4.5 | 5.5 | 6.5 | 7.5 | 8.5 | 9.5 | 10.5 | 11.5 | 12.5 | 13.5 | 0 | 2023-03-14 | 11.5 | 12.5 | 13.5 | 14.5 | 15.5 | 16.5 | 17.5 | 18.5 | 19.5 | 20.5 | 21.5 | 22.5 | 23.5 | 0 | 2023-03-14 | 21.5 | 22.5 | 23.5 | 24.5 | 25.5 | 26.5 | 27.5 | 28.5 | 29.5 | 30.5 | 31.5 | 32.5 | 33.5 | 0
2023-03-15 | 2.1 | 2.7 | 3.5 | 4.4 | 5.3 | 6.3 | 7.3 | 8.3 | 9.3 | 10.3 | 11.3 | 12.3 | 13.3 | 0 | 2023-03-15 | 11.3 | 12.3 | 13.3 | 14.3 | 15.3 | 16.3 | 17.3 | 18.3 | 19.3 | 20.3 | 21.3 | 22.3 | 23.3 | 0 | 2023-03-15 | 21.3 | 22.3 | 23.3 | 24.3 | 25.3 | 26.3 | 27.3 | 28.3 | 29.3 | 30.3 | 31.3 | 32.3 | 33.3 | 0
2023-03-16 | 1.2 | 1.6 | 2 | 2.4 | 2.9 | 3.3 | 3.8 | 4.4 | 5.1 | 5.9 | 6.8 | 7.8 | 8.8 | 0 | 2023-03-16 | 6.8 | 7.8 | 8.8 | 9.8 | 10.8 | 11.8 | 12.8 | 13.8 | 14.8 | 15.8 | 16.8 | 17.8 | 18.8 | 0 | 2023-03-16 | 16.8 | 17.8 | 18.8 | 19.8 | 20.8 | 21.8 | 22.8 | 23.8 | 24.8 | 25.8 | 26.8 | 27.8 | 28.8 | 0
2023-03-17 | 0 | 0.1 | 0.3 | 0.6 | 1 | 1.4 | 1.8 | 2.3 | 2.8 | 3.3 | 3.9 | 4.5 | 5.3 | 0 | 2023-03-17 | 3.9 | 4.5 | 5.3 | 6.1 | 7.1 | 8.1 | 9.1 | 10.1 | 11.1 | 12.1 | 13.1 | 14.1 | 15.1 | 0 | 2023-03-17 | 13.1 | 14.1 | 15.1 | 16.1 | 17.1 | 18.1 | 19.1 | 20.1 | 21.1 | 22.1 | 23.1 | 24.1 | 25.1 | 0
2023-03-18 | 0 | 0 | 0 | 0.1 | 0.2 | 0.3 | 0.4 | 0.6 | 1 | 1.6 | 2.3 | 3.1 | 4 | 0 | 2023-03-18 | 2.3 | 3.1 | 4 | 4.8 | 5.8 | 6.8 | 7.8 | 8.8 | 9.8 | 10.8 | 11.8 | 12.8 | 13.8 | 0 | 2023-03-18 | 11.8 | 12.8 | 13.8 | 14.8 | 15.8 | 16.8 | 17.8 | 18.8 | 19.8 | 20.8 | 21.8 | 22.8 | 23.8 | 0
2023-03-19 | 4.4 | 5.3 | 6.3 | 7.3 | 8.3 | 9.3 | 10.3 | 11.3 | 12.3 | 13.3 | 14.3 | 15.3 | 16.3 | 1 | 2023-03-19 | 14.3 | 15.3 | 16.3 | 17.3 | 18.3 | 19.3 | 20.3 | 21.3 | 22.3 | 23.3 | 24.3 | 25.3 | 26.3 | 1 | 2023-03-19 | 24.3 | 25.3 | 26.3 | 27.3 | 28.3 | 29.3 | 30.3 | 31.3 | 32.3 | 33.3 | 34.3 | 35.3 | 36.3 | 1
2023-03-20 | 3.4 | 3.8 | 4.3 | 4.9 | 5.4 | 6.1 | 6.7 | 7.4 | 8.1 | 8.8 | 9.6 | 10.4 | 11.3 | 0 | 2023-03-20 | 9.6 | 10.4 | 11.3 | 12.2 | 13.2 | 14.2 | 15.2 | 16.2 | 17.2 | 18.2 | 19.2 | 20.2 | 21.2 | 0 | 2023-03-20 | 19.2 | 20.2 | 21.2 | 22.2 | 23.2 | 24.2 | 25.2 | 26.2 | 27.2 | 28.2 | 29.2 | 30.2 | 31.2 | 0
2023-03-21 | 0.7 | 0.9 | 1.3 | 1.6 | 1.9 | 2.3 | 2.7 | 3.1 | 3.5 | 3.9 | 4.3 | 4.8 | 5.3 | 0 | 2023-03-21 | 4.3 | 4.8 | 5.3 | 5.9 | 6.4 | 7.1 | 7.7 | 8.5 | 9.3 | 10.2 | 11.2 | 12.2 | 13.2 | 0 | 2023-03-21 | 11.2 | 12.2 | 13.2 | 14.2 | 15.2 | 16.2 | 17.2 | 18.2 | 19.2 | 20.2 | 21.2 | 22.2 | 23.2 | 0
2023-03-22 | 0 | 0 | 0.1 | 0.3 | 0.5 | 0.8 | 1.1 | 1.6 | 2.3 | 3.1 | 4 | 4.9 | 5.8 | 0 | 2023-03-22 | 4 | 4.9 | 5.8 | 6.8 | 7.8 | 8.8 | 9.8 | 10.8 | 11.8 | 12.8 | 13.8 | 14.8 | 15.8 | 0 | 2023-03-22 | 13.8 | 14.8 | 15.8 | 16.8 | 17.8 | 18.8 | 19.8 | 20.8 | 21.8 | 22.8 | 23.8 | 24.8 | 25.8 | 0
2023-03-23 | 0 | 0 | 0 | 0 | 0 | 0 | 0 | 0 | 0.1 | 0.4 | 0.7 | 1.1 | 1.5 | 0 | 2023-03-23 | 0.7 | 1.1 | 1.5 | 1.9 | 2.4 | 2.9 | 3.4 | 4 | 4.8 | 5.6 | 6.5 | 7.5 | 8.5 | 0 | 2023-03-23 | 6.5 | 7.5 | 8.5 | 9.5 | 10.5 | 11.5 | 12.5 | 13.5 | 14.5 | 15.5 | 16.5 | 17.5 | 18.5 | 0
2023-03-24 | 0 | 0 | 0 | 0.1 | 0.2 | 0.3 | 0.5 | 0.9 | 1.4 | 1.9 | 2.6 | 3.2 | 4 | 0 | 2023-03-24 | 2.6 | 3.2 | 4 | 4.8 | 5.7 | 6.7 | 7.7 | 8.7 | 9.7 | 10.7 | 11.7 | 12.7 | 13.7 | 0 | 2023-03-24 | 11.7 | 12.7 | 13.7 | 14.7 | 15.7 | 16.7 | 17.7 | 18.7 | 19.7 | 20.7 | 21.7 | 22.7 | 23.7 | 0
2023-03-25 | 1 | 1.6 | 2.5 | 3.5 | 4.5 | 5.5 | 6.5 | 7.5 | 8.5 | 9.5 | 10.5 | 11.5 | 12.5 | 0 | 2023-03-25 | 10.5 | 11.5 | 12.5 | 13.5 | 14.5 | 15.5 | 16.5 | 17.5 | 18.5 | 19.5 | 20.5 | 21.5 | 22.5 | 0 | 2023-03-25 | 20.5 | 21.5 | 22.5 | 23.5 | 24.5 | 25.5 | 26.5 | 27.5 | 28.5 | 29.5 | 30.5 | 31.5 | 32.5 | 0
2023-03-26 | 0 | 0 | 0 | 0.1 | 0.4 | 0.8 | 1.1 | 1.5 | 1.9 | 2.3 | 2.8 | 3.3 | 3.9 | 0 | 2023-03-26 | 2.8 | 3.3 | 3.9 | 4.5 | 5.2 | 5.9 | 6.7 | 7.6 | 8.5 | 9.5 | 10.5 | 11.5 | 12.5 | 0 | 2023-03-26 | 10.5 | 11.5 | 12.5 | 13.5 | 14.5 | 15.5 | 16.5 | 17.5 | 18.5 | 19.5 | 20.5 | 21.5 | 22.5 | 0
2023-03-27 | 0 | 0 | 0 | 0.1 | 0.2 | 0.5 | 0.9 | 1.5 | 2.1 | 2.8 | 3.5 | 4.3 | 5.1 | 1 | 2023-03-27 | 3.5 | 4.3 | 5.1 | 5.9 | 6.9 | 7.8 | 8.8 | 9.8 | 10.8 | 11.8 | 12.8 | 13.8 | 14.8 | 1 | 2023-03-27 | 12.8 | 13.8 | 14.8 | 15.8 | 16.8 | 17.8 | 18.8 | 19.8 | 20.8 | 21.8 | 22.8 | 23.8 | 24.8 | 1
2023-03-28 | 0.3 | 0.7 | 1.3 | 1.9 | 2.7 | 3.7 | 4.7 | 5.7 | 6.7 | 7.7 | 8.7 | 9.7 | 10.7 | 0 | 2023-03-28 | 8.7 | 9.7 | 10.7 | 11.7 | 12.7 | 13.7 | 14.7 | 15.7 | 16.7 | 17.7 | 18.7 | 19.7 | 20.7 | 0 | 2023-03-28 | 18.7 | 19.7 | 20.7 | 21.7 | 22.7 | 23.7 | 24.7 | 25.7 | 26.7 | 27.7 | 28.7 | 29.7 | 30.7 | 0
2023-03-29 | 1.2 | 1.6 | 2 | 2.6 | 3.2 | 3.9 | 4.8 | 5.8 | 6.8 | 7.8 | 8.8 | 9.8 | 10.8 | 0 | 2023-03-29 | 8.8 | 9.8 | 10.8 | 11.8 | 12.8 | 13.8 | 14.8 | 15.8 | 16.8 | 17.8 | 18.8 | 19.8 | 20.8 | 0 | 2023-03-29 | 18.8 | 19.8 | 20.8 | 21.8 | 22.8 | 23.8 | 24.8 | 25.8 | 26.8 | 27.8 | 28.8 | 29.8 | 30.8 | 0
2023-03-30 | 2.2 | 2.9 | 3.8 | 4.8 | 5.8 | 6.8 | 7.8 | 8.8 | 9.8 | 10.8 | 11.8 | 12.8 | 13.8 | 0 | 2023-03-30 | 11.8 | 12.8 | 13.8 | 14.8 | 15.8 | 16.8 | 17.8 | 18.8 | 19.8 | 20.8 | 21.8 | 22.8 | 23.8 | 0 | 2023-03-30 | 21.8 | 22.8 | 23.8 | 24.8 | 25.8 | 26.8 | 27.8 | 28.8 | 29.8 | 30.8 | 31.8 | 32.8 | 33.8 | 0
2023-03-31 | 2.1 | 2.6 | 3.3 | 4 | 4.8 | 5.6 | 6.5 | 7.5 | 8.5 | 9.5 | 10.5 | 11.5 | 12.5 | 0 | 2023-03-31 | 10.5 | 11.5 | 12.5 | 13.5 | 14.5 | 15.5 | 16.5 | 17.5 | 18.5 | 19.5 | 20.5 | 21.5 | 22.5 | 0 | 2023-03-31 | 20.5 | 21.5 | 22.5 | 23.5 | 24.5 | 25.5 | 26.5 | 27.5 | 28.5 | 29.5 | 30.5 | 31.5 | 32.5 | 0
2023-04-01 | 0 | 0 | 0 | 0.1 | 0.5 | 1 | 1.5 | 2 | 2.5 | 3 | 3.6 | 4.1 | 4.8 | 0 | 2023-04-01 | 3.6 | 4.1 | 4.8 | 5.4 | 6 | 6.7 | 7.4 | 8.1 | 8.8 | 9.7 | 10.5 | 11.4 | 12.3 | 0 | 2023-04-01 | 10.5 | 11.4 | 12.3 | 13.3 | 14.3 | 15.3 | 16.3 | 17.3 | 18.3 | 19.3 | 20.3 | 21.3 | 22.3 | 0
2023-04-02 | 0.2 | 0.3 | 0.5 | 0.7 | 1 | 1.4 | 1.9 | 2.5 | 3.3 | 4.1 | 4.9 | 5.7 | 6.5 | 0 | 2023-04-02 | 4.9 | 5.7 | 6.5 | 7.4 | 8.3 | 9.2 | 10.1 | 11.1 | 12.1 | 13.1 | 14.1 | 15.1 | 16.1 | 0 | 2023-04-02 | 14.1 | 15.1 | 16.1 | 17.1 | 18.1 | 19.1 | 20.1 | 21.1 | 22.1 | 23.1 | 24.1 | 25.1 | 26.1 | 0
2023-04-03 | 1.9 | 2.2 | 2.6 | 3 | 3.5 | 3.9 | 4.4 | 4.8 | 5.3 | 5.9 | 6.6 | 7.3 | 8.1 | 0 | 2023-04-03 | 6.6 | 7.3 | 8.1 | 9.1 | 10.1 | 11.1 | 12.1 | 13.1 | 14.1 | 15.1 | 16.1 | 17.1 | 18.1 | 0 | 2023-04-03 | 16.1 | 17.1 | 18.1 | 19.1 | 20.1 | 21.1 | 22.1 | 23.1 | 24.1 | 25.1 | 26.1 | 27.1 | 28.1 | 0
2023-04-04 | 0 | 0 | 0 | 0 | 0 | 0 | 0.2 | 0.4 | 0.7 | 1.2 | 1.9 | 2.6 | 3.4 | 0 | 2023-04-04 | 1.9 | 2.6 | 3.4 | 4.3 | 5.3 | 6.3 | 7.3 | 8.3 | 9.3 | 10.3 | 11.3 | 12.3 | 13.3 | 0 | 2023-04-04 | 11.3 | 12.3 | 13.3 | 14.3 | 15.3 | 16.3 | 17.3 | 18.3 | 19.3 | 20.3 | 21.3 | 22.3 | 23.3 | 0
2023-04-05 | 0 | 0.1 | 0.4 | 0.8 | 1.4 | 2 | 2.7 | 3.5 | 4.3 | 5.1 | 6 | 7 | 8 | 0 | 2023-04-05 | 6 | 7 | 8 | 9 | 10 | 11 | 12 | 13 | 14 | 15 | 16 | 17 | 18 | 0 | 2023-04-05 | 16 | 17 | 18 | 19 | 20 | 21 | 22 | 23 | 24 | 25 | 26 | 27 | 28 | 0
2023-04-06 | 0 | 0.3 | 0.6 | 1.1 | 1.6 | 2.1 | 2.7 | 3.4 | 4.1 | 5 | 5.8 | 6.7 | 7.5 | 0 | 2023-04-06 | 5.8 | 6.7 | 7.5 | 8.4 | 9.3 | 10.2 | 11.1 | 12 | 13 | 14 | 15 | 16 | 17 | 0 | 2023-04-06 | 15 | 16 | 17 | 18 | 19 | 20 | 21 | 22 | 23 | 24 | 25 | 26 | 27 | 0
2023-04-07 | 0 | 0 | 0 | 0 | 0.1 | 0.1 | 0.2 | 0.3 | 0.4 | 0.6 | 0.9 | 1.1 | 1.5 | 0 | 2023-04-07 | 0.9 | 1.1 | 1.5 | 2 | 2.7 | 3.4 | 4.2 | 5.1 | 6 | 7 | 8 | 9 | 10 | 0 | 2023-04-07 | 8 | 9 | 10 | 11 | 12 | 13 | 14 | 15 | 16 | 17 | 18 | 19 | 20 | 0
2023-04-08 | 1.1 | 1.5 | 1.9 | 2.5 | 3.1 | 3.7 | 4.4 | 5 | 5.8 | 6.5 | 7.3 | 8.2 | 9.2 | 0 | 2023-04-08 | 7.3 | 8.2 | 9.2 | 10.2 | 11.2 | 12.2 | 13.2 | 14.2 | 15.2 | 16.2 | 17.2 | 18.2 | 19.2 | 0 | 2023-04-08 | 17.2 | 18.2 | 19.2 | 20.2 | 21.2 | 22.2 | 23.2 | 24.2 | 25.2 | 26.2 | 27.2 | 28.2 | 29.2 | 0
2023-04-09 | 0.4 | 0.7 | 1.1 | 1.5 | 2 | 2.6 | 3.2 | 3.9 | 4.6 | 5.5 | 6.5 | 7.5 | 8.5 | 0 | 2023-04-09 | 6.5 | 7.5 | 8.5 | 9.5 | 10.5 | 11.5 | 12.5 | 13.5 | 14.5 | 15.5 | 16.5 | 17.5 | 18.5 | 0 | 2023-04-09 | 16.5 | 17.5 | 18.5 | 19.5 | 20.5 | 21.5 | 22.5 | 23.5 | 24.5 | 25.5 | 26.5 | 27.5 | 28.5 | 0
2023-04-10 | 0.1 | 0.3 | 0.6 | 0.9 | 1.2 | 1.6 | 1.9 | 2.3 | 2.6 | 3 | 3.4 | 3.8 | 4.2 | 0 | 2023-04-10 | 3.4 | 3.8 | 4.2 | 4.7 | 5.3 | 6 | 6.8 | 7.6 | 8.4 | 9.3 | 10.2 | 11.2 | 12.2 | 0 | 2023-04-10 | 10.2 | 11.2 | 12.2 | 13.2 | 14.2 | 15.2 | 16.2 | 17.2 | 18.2 | 19.2 | 20.2 | 21.2 | 22.2 | 0
2023-04-11 | 0 | 0 | 0 | 0 | 0 | 0 | 0 | 0 | 0 | 0.1 | 0.3 | 0.5 | 0.8 | 0 | 2023-04-11 | 0.3 | 0.5 | 0.8 | 1.2 | 1.5 | 1.9 | 2.2 | 2.6 | 2.9 | 3.3 | 3.7 | 4.1 | 4.5 | 0 | 2023-04-11 | 3.7 | 4.1 | 4.5 | 4.9 | 5.3 | 5.7 | 6.1 | 6.6 | 7.1 | 7.6 | 8.2 | 8.8 | 9.4 | 0
2023-04-12 | 0 | 0 | 0 | 0 | 0 | 0 | 0 | 0 | 0 | 0 | 0 | 0 | 0 | 0 | 2023-04-12 | 0 | 0 | 0 | 0 | 0 | 0 | 0 | 0.1 | 0.2 | 0.3 | 0.4 | 0.5 | 0.6 | 0 | 2023-04-12 | 0.4 | 0.5 | 0.6 | 0.7 | 0.9 | 1.3 | 1.8 | 2.4 | 3 | 3.7 | 4.4 | 5.1 | 5.9 | 0
2023-04-13 | 0 | 0 | 0 | 0 | 0 | 0 | 0 | 0 | 0 | 0 | 0 | 0 | 0.1 | 0 | 2023-04-13 | 0 | 0 | 0.1 | 0.3 | 0.6 | 0.9 | 1.2 | 1.5 | 1.8 | 2.2 | 2.5 | 2.9 | 3.2 | 0 | 2023-04-13 | 2.5 | 2.9 | 3.2 | 3.6 | 3.9 | 4.3 | 4.7 | 5 | 5.4 | 5.8 | 6.2 | 6.6 | 7 | 0
2023-04-14 | 0 | 0 | 0 | 0 | 0 | 0 | 0 | 0 | 0 | 0 | 0 | 0 | 0.1 | 1 | 2023-04-14 | 0 | 0 | 0.1 | 0.2 | 0.3 | 0.5 | 0.8 | 1 | 1.3 | 1.5 | 1.8 | 2.1 | 2.3 | 1 | 2023-04-14 | 1.8 | 2.1 | 2.3 | 2.6 | 2.9 | 3.3 | 3.6 | 4 | 4.4 | 4.8 | 5.2 | 5.6 | 6.1 | 1
2023-04-15 | 0 | 0 | 0 | 0 | 0 | 0 | 0 | 0 | 0 | 0 | 0.2 | 0.6 | 1.1 | 0 | 2023-04-15 | 0.2 | 0.6 | 1.1 | 1.7 | 2.4 | 3.1 | 3.8 | 4.7 | 5.7 | 6.7 | 7.7 | 8.7 | 9.7 | 0 | 2023-04-15 | 7.7 | 8.7 | 9.7 | 10.7 | 11.7 | 12.7 | 13.7 | 14.7 | 15.7 | 16.7 | 17.7 | 18.7 | 19.7 | 0
2023-04-16 | 0 | 0 | 0 | 0 | 0 | 0 | 0 | 0 | 0 | 0 | 0.1 | 0.4 | 1.1 | 0 | 2023-04-16 | 0.1 | 0.4 | 1.1 | 1.9 | 2.8 | 3.7 | 4.7 | 5.7 | 6.7 | 7.7 | 8.7 | 9.7 | 10.7 | 0 | 2023-04-16 | 8.7 | 9.7 | 10.7 | 11.7 | 12.7 | 13.7 | 14.7 | 15.7 | 16.7 | 17.7 | 18.7 | 19.7 | 20.7 | 0
2023-04-17 | 0 | 0 | 0 | 0 | 0 | 0 | 0 | 0 | 0 | 0.2 | 0.8 | 1.5 | 2.3 | 0 | 2023-04-17 | 0.8 | 1.5 | 2.3 | 3.2 | 4.2 | 5.2 | 6.2 | 7.2 | 8.2 | 9.2 | 10.2 | 11.2 | 12.2 | 0 | 2023-04-17 | 10.2 | 11.2 | 12.2 | 13.2 | 14.2 | 15.2 | 16.2 | 17.2 | 18.2 | 19.2 | 20.2 | 21.2 | 22.2 | 0
2023-04-18 | 0 | 0 | 0 | 0 | 0 | 0 | 0 | 0 | 0 | 0 | 0 | 0.1 | 0.3 | 0 | 2023-04-18 | 0 | 0.1 | 0.3 | 0.6 | 1.1 | 1.6 | 2.2 | 2.8 | 3.6 | 4.6 | 5.6 | 6.6 | 7.6 | 0 | 2023-04-18 | 5.6 | 6.6 | 7.6 | 8.6 | 9.6 | 10.6 | 11.6 | 12.6 | 13.6 | 14.6 | 15.6 | 16.6 | 17.6 | 0
2023-04-19 | 0 | 0 | 0 | 0 | 0 | 0 | 0 | 0.1 | 0.3 | 0.6 | 1 | 1.6 | 2.4 | 0 | 2023-04-19 | 1 | 1.6 | 2.4 | 3.4 | 4.4 | 5.4 | 6.4 | 7.4 | 8.4 | 9.4 | 10.4 | 11.4 | 12.4 | 0 | 2023-04-19 | 10.4 | 11.4 | 12.4 | 13.4 | 14.4 | 15.4 | 16.4 | 17.4 | 18.4 | 19.4 | 20.4 | 21.4 | 22.4 | 0
2023-04-20 | 0 | 0 | 0 | 0 | 0 | 0.3 | 0.6 | 1 | 1.3 | 1.8 | 2.3 | 2.8 | 3.4 | 0 | 2023-04-20 | 2.3 | 2.8 | 3.4 | 4.2 | 4.9 | 5.8 | 6.6 | 7.6 | 8.6 | 9.6 | 10.6 | 11.6 | 12.6 | 0 | 2023-04-20 | 10.6 | 11.6 | 12.6 | 13.6 | 14.6 | 15.6 | 16.6 | 17.6 | 18.6 | 19.6 | 20.6 | 21.6 | 22.6 | 0
2023-04-21 | 0 | 0 | 0 | 0 | 0 | 0 | 0 | 0 | 0.2 | 0.7 | 1.4 | 2.1 | 3.1 | 0 | 2023-04-21 | 1.4 | 2.1 | 3.1 | 4.1 | 5.1 | 6.1 | 7.1 | 8.1 | 9.1 | 10.1 | 11.1 | 12.1 | 13.1 | 0 | 2023-04-21 | 11.1 | 12.1 | 13.1 | 14.1 | 15.1 | 16.1 | 17.1 | 18.1 | 19.1 | 20.1 | 21.1 | 22.1 | 23.1 | 0
2023-04-22 | 0 | 0 | 0 | 0 | 0 | 0 | 0 | 0 | 0 | 0.4 | 1.1 | 2.1 | 3.1 | 0 | 2023-04-22 | 1.1 | 2.1 | 3.1 | 4.1 | 5.1 | 6.1 | 7.1 | 8.1 | 9.1 | 10.1 | 11.1 | 12.1 | 13.1 | 0 | 2023-04-22 | 11.1 | 12.1 | 13.1 | 14.1 | 15.1 | 16.1 | 17.1 | 18.1 | 19.1 | 20.1 | 21.1 | 22.1 | 23.1 | 0
2023-04-23 | 0 | 0 | 0 | 0 | 0 | 0 | 0 | 0 | 0 | 0 | 0.3 | 0.9 | 1.8 | 0 | 2023-04-23 | 0.3 | 0.9 | 1.8 | 2.8 | 3.8 | 4.8 | 5.8 | 6.8 | 7.8 | 8.8 | 9.8 | 10.8 | 11.8 | 0 | 2023-04-23 | 9.8 | 10.8 | 11.8 | 12.8 | 13.8 | 14.8 | 15.8 | 16.8 | 17.8 | 18.8 | 19.8 | 20.8 | 21.8 | 0
2023-04-24 | 0 | 0 | 0 | 0 | 0 | 0 | 0 | 0 | 0 | 0.2 | 0.6 | 1.2 | 1.8 | 0 | 2023-04-24 | 0.6 | 1.2 | 1.8 | 2.5 | 3.3 | 4.3 | 5.3 | 6.3 | 7.3 | 8.3 | 9.3 | 10.3 | 11.3 | 0 | 2023-04-24 | 9.3 | 10.3 | 11.3 | 12.3 | 13.3 | 14.3 | 15.3 | 16.3 | 17.3 | 18.3 | 19.3 | 20.3 | 21.3 | 0
2023-04-25 | 0 | 0 | 0 | 0 | 0 | 0 | 0 | 0 | 0 | 0.2 | 0.6 | 1.1 | 1.7 | 0 | 2023-04-25 | 0.6 | 1.1 | 1.7 | 2.4 | 3.3 | 4.2 | 5.1 | 6.1 | 7.1 | 8.1 | 9.1 | 10.1 | 11.1 | 0 | 2023-04-25 | 9.1 | 10.1 | 11.1 | 12.1 | 13.1 | 14.1 | 15.1 | 16.1 | 17.1 | 18.1 | 19.1 | 20.1 | 21.1 | 0
2023-04-26 | 0 | 0 | 0 | 0 | 0 | 0 | 0 | 0 | 0.1 | 0.5 | 1.1 | 1.9 | 2.7 | 0 | 2023-04-26 | 1.1 | 1.9 | 2.7 | 3.6 | 4.6 | 5.6 | 6.6 | 7.6 | 8.6 | 9.6 | 10.6 | 11.6 | 12.6 | 0 | 2023-04-26 | 10.6 | 11.6 | 12.6 | 13.6 | 14.6 | 15.6 | 16.6 | 17.6 | 18.6 | 19.6 | 20.6 | 21.6 | 22.6 | 0
2023-04-27 | 0 | 0 | 0 | 0 | 0 | 0 | 0 | 0 | 0 | 0.3 | 0.6 | 1 | 1.5 | 0 | 2023-04-27 | 0.6 | 1 | 1.5 | 2.1 | 2.8 | 3.7 | 4.7 | 5.7 | 6.7 | 7.7 | 8.7 | 9.7 | 10.7 | 0 | 2023-04-27 | 8.7 | 9.7 | 10.7 | 11.7 | 12.7 | 13.7 | 14.7 | 15.7 | 16.7 | 17.7 | 18.7 | 19.7 | 20.7 | 0
2023-04-28 | 0 | 0 | 0 | 0 | 0 | 0 | 0 | 0.1 | 0.2 | 0.5 | 0.8 | 1.2 | 1.6 | 0 | 2023-04-28 | 0.8 | 1.2 | 1.6 | 2.2 | 2.9 | 3.6 | 4.4 | 5.3 | 6.3 | 7.3 | 8.3 | 9.3 | 10.3 | 0 | 2023-04-28 | 8.3 | 9.3 | 10.3 | 11.3 | 12.3 | 13.3 | 14.3 | 15.3 | 16.3 | 17.3 | 18.3 | 19.3 | 20.3 | 0
2023-04-29 | 0 | 0 | 0 | 0 | 0 | 0 | 0 | 0 | 0 | 0 | 0 | 0.6 | 1.3 | 0 | 2023-04-29 | 0 | 0.6 | 1.3 | 2.2 | 3.2 | 4.2 | 5.2 | 6.2 | 7.2 | 8.2 | 9.2 | 10.2 | 11.2 | 0 | 2023-04-29 | 9.2 | 10.2 | 11.2 | 12.2 | 13.2 | 14.2 | 15.2 | 16.2 | 17.2 | 18.2 | 19.2 | 20.2 | 21.2 | 0
2023-04-30 | 0 | 0 | 0 | 0 | 0 | 0 | 0 | 0 | 0 | 0 | 0 | 0.3 | 1 | 0 | 2023-04-30 | 0 | 0.3 | 1 | 1.8 | 2.6 | 3.6 | 4.6 | 5.6 | 6.6 | 7.6 | 8.6 | 9.6 | 10.6 | 0 | 2023-04-30 | 8.6 | 9.6 | 10.6 | 11.6 | 12.6 | 13.6 | 14.6 | 15.6 | 16.6 | 17.6 | 18.6 | 19.6 | 20.6 | 0
2023-05-01 | 0 | 0 | 0 | 0 | 0 | 0 | 0 | 0 | 0 | 0 | 0 | 0 | 0 | 0 | 2023-05-01 | 0 | 0 | 0 | 0.1 | 0.2 | 0.3 | 0.5 | 0.9 | 1.2 | 1.7 | 2.3 | 3.1 | 3.9 | 0 | 2023-05-01 | 2.3 | 3.1 | 3.9 | 4.7 | 5.7 | 6.7 | 7.7 | 8.7 | 9.7 | 10.7 | 11.7 | 12.7 | 13.7 | 0
2023-05-02 | 0 | 0 | 0 | 0 | 0 | 0 | 0 | 0 | 0 | 0 | 0.1 | 0.4 | 0.8 | 0 | 2023-05-02 | 0.1 | 0.4 | 0.8 | 1.5 | 2.3 | 3.1 | 3.9 | 4.8 | 5.6 | 6.5 | 7.5 | 8.4 | 9.4 | 0 | 2023-05-02 | 7.5 | 8.4 | 9.4 | 10.4 | 11.4 | 12.4 | 13.4 | 14.4 | 15.4 | 16.4 | 17.4 | 18.4 | 19.4 | 0
2023-05-03 | 0 | 0 | 0 | 0 | 0 | 0 | 0 | 0 | 0.2 | 0.3 | 0.7 | 1.1 | 1.7 | 0 | 2023-05-03 | 0.7 | 1.1 | 1.7 | 2.6 | 3.5 | 4.5 | 5.5 | 6.5 | 7.5 | 8.5 | 9.5 | 10.5 | 11.5 | 0 | 2023-05-03 | 9.5 | 10.5 | 11.5 | 12.5 | 13.5 | 14.5 | 15.5 | 16.5 | 17.5 | 18.5 | 19.5 | 20.5 | 21.5 | 0
2023-05-04 | 0 | 0 | 0 | 0 | 0 | 0 | 0.1 | 0.4 | 0.9 | 1.6 | 2.3 | 3.2 | 4.2 | 0 | 2023-05-04 | 2.3 | 3.2 | 4.2 | 5.2 | 6.2 | 7.2 | 8.2 | 9.2 | 10.2 | 11.2 | 12.2 | 13.2 | 14.2 | 0 | 2023-05-04 | 12.2 | 13.2 | 14.2 | 15.2 | 16.2 | 17.2 | 18.2 | 19.2 | 20.2 | 21.2 | 22.2 | 23.2 | 24.2 | 0
2023-05-05 | 0 | 0 | 0 | 0 | 0 | 0 | 0 | 0 | 0.1 | 0.3 | 0.6 | 1.1 | 1.6 | 0 | 2023-05-05 | 0.6 | 1.1 | 1.6 | 2.3 | 3.2 | 4.1 | 5.1 | 6.1 | 7.1 | 8.1 | 9.1 | 10.1 | 11.1 | 0 | 2023-05-05 | 9.1 | 10.1 | 11.1 | 12.1 | 13.1 | 14.1 | 15.1 | 16.1 | 17.1 | 18.1 | 19.1 | 20.1 | 21.1 | 0
2023-05-06 | 0 | 0 | 0 | 0 | 0 | 0 | 0 | 0 | 0 | 0 | 0 | 0 | 0 | 1 | 2023-05-06 | 0 | 0 | 0 | 0.1 | 0.3 | 0.5 | 0.8 | 1.1 | 1.4 | 1.8 | 2.1 | 2.4 | 2.8 | 1 | 2023-05-06 | 2.1 | 2.4 | 2.8 | 3.2 | 3.5 | 3.9 | 4.3 | 4.8 | 5.3 | 5.8 | 6.4 | 7 | 7.6 | 1
2023-05-07 | 0 | 0 | 0 | 0 | 0 | 0 | 0 | 0 | 0 | 0 | 0 | 0 | 0 | 0 | 2023-05-07 | 0 | 0 | 0 | 0 | 0 | 0 | 0 | 0 | 0 | 0 | 0 | 0.2 | 0.4 | 0 | 2023-05-07 | 0 | 0.2 | 0.4 | 0.6 | 0.9 | 1.2 | 1.6 | 2 | 2.3 | 2.8 | 3.2 | 3.7 | 4.2 | 0
2023-05-08 | 0 | 0 | 0 | 0 | 0 | 0 | 0 | 0 | 0 | 0 | 0 | 0 | 0 | 0 | 2023-05-08 | 0 | 0 | 0 | 0 | 0 | 0 | 0 | 0.1 | 0.2 | 0.2 | 0.3 | 0.4 | 0.6 | 0 | 2023-05-08 | 0.3 | 0.4 | 0.6 | 0.9 | 1.2 | 1.6 | 2 | 2.5 | 3.1 | 3.7 | 4.3 | 4.9 | 5.6 | 0
2023-05-09 | 0 | 0 | 0 | 0 | 0 | 0 | 0 | 0 | 0 | 0 | 0 | 0 | 0 | 0 | 2023-05-09 | 0 | 0 | 0 | 0.1 | 0.4 | 0.9 | 1.5 | 2.4 | 3.4 | 4.4 | 5.4 | 6.4 | 7.4 | 0 | 2023-05-09 | 5.4 | 6.4 | 7.4 | 8.4 | 9.4 | 10.4 | 11.4 | 12.4 | 13.4 | 14.4 | 15.4 | 16.4 | 17.4 | 0
2023-05-10 | 0 | 0 | 0 | 0 | 0 | 0 | 0 | 0 | 0 | 0 | 0 | 0.1 | 0.3 | 1 | 2023-05-10 | 0 | 0.1 | 0.3 | 0.5 | 0.8 | 1.1 | 1.5 | 1.8 | 2.1 | 2.5 | 2.9 | 3.2 | 3.6 | 1 | 2023-05-10 | 2.9 | 3.2 | 3.6 | 4 | 4.4 | 4.9 | 5.3 | 5.9 | 6.4 | 7 | 7.6 | 8.3 | 9 | 1
2023-05-11 | 0 | 0 | 0 | 0 | 0 | 0 | 0 | 0 | 0 | 0 | 0 | 0 | 0 | 0 | 2023-05-11 | 0 | 0 | 0 | 0 | 0 | 0 | 0 | 0 | 0 | 0 | 0 | 0.1 | 0.3 | 0 | 2023-05-11 | 0 | 0.1 | 0.3 | 0.4 | 0.7 | 1 | 1.3 | 1.7 | 2.3 | 2.9 | 3.5 | 4.2 | 4.8 | 0
2023-05-12 | 0 | 0 | 0 | 0 | 0 | 0 | 0 | 0 | 0 | 0 | 0 | 0 | 0 | 0 | 2023-05-12 | 0 | 0 | 0 | 0 | 0 | 0 | 0 | 0 | 0 | 0 | 0 | 0 | 0.1 | 0 | 2023-05-12 | 0 | 0 | 0.1 | 0.3 | 0.5 | 0.7 | 1 | 1.2 | 1.6 | 1.9 | 2.3 | 2.7 | 3.2 | 0
2023-05-13 | 0 | 0 | 0 | 0 | 0 | 0 | 0 | 0 | 0 | 0 | 0 | 0 | 0 | 0 | 2023-05-13 | 0 | 0 | 0 | 0 | 0 | 0 | 0 | 0 | 0 | 0 | 0 | 0 | 0 | 0 | 2023-05-13 | 0 | 0 | 0 | 0 | 0 | 0 | 0 | 0 | 0.1 | 0.2 | 0.4 | 0.7 | 1.1 | 0
2023-05-14 | 0 | 0 | 0 | 0 | 0 | 0 | 0 | 0 | 0 | 0 | 0 | 0 | 0 | 0 | 2023-05-14 | 0 | 0 | 0 | 0 | 0.1 | 0.3 | 0.5 | 0.8 | 1.1 | 1.5 | 2 | 2.5 | 3.1 | 0 | 2023-05-14 | 2 | 2.5 | 3.1 | 3.7 | 4.4 | 5.2 | 6 | 6.8 | 7.8 | 8.8 | 9.8 | 10.8 | 11.8 | 0
2023-05-15 | 0 | 0 | 0 | 0 | 0 | 0 | 0 | 0 | 0 | 0 | 0 | 0 | 0 | 0 | 2023-05-15 | 0 | 0 | 0 | 0 | 0.1 | 0.2 | 0.5 | 0.8 | 1.1 | 1.4 | 1.8 | 2.1 | 2.5 | 0 | 2023-05-15 | 1.8 | 2.1 | 2.5 | 2.9 | 3.3 | 3.7 | 4.2 | 4.7 | 5.3 | 5.9 | 6.5 | 7.2 | 7.9 | 0
2023-05-16 | 0 | 0 | 0 | 0 | 0 | 0 | 0 | 0 | 0 | 0 | 0 | 0 | 0 | 0 | 2023-05-16 | 0 | 0 | 0 | 0 | 0 | 0 | 0 | 0 | 0 | 0 | 0 | 0 | 0 | 0 | 2023-05-16 | 0 | 0 | 0 | 0 | 0.1 | 0.4 | 0.7 | 1.1 | 1.5 | 1.9 | 2.3 | 2.9 | 3.5 | 0
2023-05-17 | 0 | 0 | 0 | 0 | 0 | 0 | 0 | 0.1 | 0.2 | 0.3 | 0.4 | 0.6 | 0.8 | 0 | 2023-05-17 | 0.4 | 0.6 | 0.8 | 1.1 | 1.5 | 1.9 | 2.4 | 2.9 | 3.6 | 4.3 | 5.3 | 6.2 | 7.2 | 0 | 2023-05-17 | 5.3 | 6.2 | 7.2 | 8.2 | 9.1 | 10.1 | 11.1 | 12.1 | 13.1 | 14.1 | 15.1 | 16.1 | 17.1 | 0
2023-05-18 | 0 | 0 | 0 | 0 | 0.1 | 0.2 | 0.5 | 0.8 | 1.1 | 1.5 | 1.8 | 2.2 | 2.6 | 0 | 2023-05-18 | 1.8 | 2.2 | 2.6 | 3.1 | 3.6 | 4.2 | 4.8 | 5.5 | 6.2 | 6.9 | 7.7 | 8.5 | 9.4 | 0 | 2023-05-18 | 7.7 | 8.5 | 9.4 | 10.4 | 11.4 | 12.4 | 13.4 | 14.4 | 15.4 | 16.4 | 17.4 | 18.4 | 19.4 | 0
2023-05-19 | 0 | 0 | 0 | 0 | 0 | 0 | 0 | 0 | 0.1 | 0.2 | 0.4 | 0.7 | 1 | 0 | 2023-05-19 | 0.4 | 0.7 | 1 | 1.3 | 1.6 | 2 | 2.3 | 2.7 | 3 | 3.5 | 4.1 | 4.6 | 5.2 | 0 | 2023-05-19 | 4.1 | 4.6 | 5.2 | 5.8 | 6.5 | 7.2 | 7.9 | 8.6 | 9.4 | 10.2 | 11.2 | 12.2 | 13.2 | 0
2023-05-20 | 0 | 0 | 0 | 0 | 0 | 0 | 0 | 0 | 0 | 0 | 0 | 0 | 0 | 0 | 2023-05-20 | 0 | 0 | 0 | 0 | 0 | 0 | 0.1 | 0.4 | 0.6 | 0.9 | 1.3 | 1.7 | 2.2 | 0 | 2023-05-20 | 1.3 | 1.7 | 2.2 | 2.8 | 3.4 | 4.1 | 4.9 | 5.9 | 6.9 | 7.9 | 8.9 | 9.9 | 10.9 | 0
2023-05-21 | 0 | 0 | 0 | 0 | 0 | 0 | 0 | 0 | 0 | 0 | 0 | 0 | 0 | 0 | 2023-05-21 | 0 | 0 | 0 | 0 | 0 | 0 | 0 | 0 | 0 | 0 | 0 | 0 | 0 | 0 | 2023-05-21 | 0 | 0 | 0 | 0.1 | 0.2 | 0.3 | 0.6 | 1.1 | 1.6 | 2.2 | 2.8 | 3.5 | 4.1 | 0

## Daily KBED (2022-3) (hidden)
Description: | Fahrenheit-based heating degree days with base temperatures at and around 45 F | [13 empty] | Description: | Fahrenheit-based heating degree days with base temperatures at and around 55 F | [13 empty] | Description: | Fahrenheit-based heating degree days with base temperatures at and around 65 F
Source: | www.degreedays.net | [13 empty] | Source: | www.degreedays.net | [13 empty] | Source: | www.degreedays.net
Accuracy: | Estimates were made to account for missing data: the "% Estimated" column shows how much each figure was affected (0% is best, 100% is worst) | [13 empty] | Accuracy: | Estimates were made to account for missing data: the "% Estimated" column shows how much each figure was affected (0% is best, 100% is worst) | [13 empty] | Accuracy: | Estimates were made to account for missing data: the "% Estimated" column shows how much each figure was affected (0% is best, 100% is worst)
Station: | Bedford, MA, US (71.29W,42.47N) | [13 empty] | Station: | Bedford, MA, US (71.29W,42.47N) | [13 empty] | Station: | Bedford, MA, US (71.29W,42.47N)
Station ID: | KBED | [13 empty] | Station ID: | KBED | [13 empty] | Station ID: | KBED
| (Column titles show the base temperature in Fahrenheit) | [14 empty] | (Column titles show the base temperature in Fahrenheit) | [14 empty] | (Column titles show the base temperature in Fahrenheit)
Date | HDD 39 | HDD 40 | HDD 41 | HDD 42 | HDD 43 | HDD 44 | HDD 45 | HDD 46 | HDD 47 | HDD 48 | HDD 49 | HDD 50 | HDD 51 | % Estimated | Date | HDD 49 | HDD 50 | HDD 51 | HDD 52 | HDD 53 | HDD 54 | HDD 55 | HDD 56 | HDD 57 | HDD 58 | HDD 59 | HDD 60 | HDD 61 | % Estimated | Date | HDD 59 | HDD 60 | HDD 61 | HDD 62 | HDD 63 | HDD 64 | HDD 65 | HDD 66 | HDD 67 | HDD 68 | HDD 69 | HDD 70 | HDD 71 | % Estimated
2022-08-01 | 0 | 0 | 0 | 0 | 0 | 0 | 0 | 0 | 0 | 0 | 0 | 0 | 0 | 0 | 2022-08-01 | 0 | 0 | 0 | 0 | 0 | 0 | 0 | 0 | 0 | 0 | 0 | 0 | 0 | 0 | 2022-08-01 | 0 | 0 | 0 | 0 | 0 | 0 | 0 | 0 | 0 | 0 | 0 | 0.1 | 0.3 | 0
2022-08-02 | 0 | 0 | 0 | 0 | 0 | 0 | 0 | 0 | 0 | 0 | 0 | 0 | 0 | 0 | 2022-08-02 | 0 | 0 | 0 | 0 | 0 | 0 | 0 | 0 | 0 | 0 | 0 | 0 | 0 | 0 | 2022-08-02 | 0 | 0 | 0 | 0 | 0 | 0 | 0 | 0 | 0 | 0 | 0.3 | 0.6 | 0.9 | 0
2022-08-03 | 0 | 0 | 0 | 0 | 0 | 0 | 0 | 0 | 0 | 0 | 0 | 0 | 0 | 1 | 2022-08-03 | 0 | 0 | 0 | 0 | 0 | 0 | 0 | 0 | 0 | 0 | 0 | 0 | 0 | 1 | 2022-08-03 | 0 | 0 | 0 | 0 | 0 | 0 | 0 | 0 | 0 | 0 | 0.1 | 0.3 | 0.6 | 1
2022-08-04 | 0 | 0 | 0 | 0 | 0 | 0 | 0 | 0 | 0 | 0 | 0 | 0 | 0 | 0 | 2022-08-04 | 0 | 0 | 0 | 0 | 0 | 0 | 0 | 0 | 0 | 0 | 0 | 0 | 0 | 0 | 2022-08-04 | 0 | 0 | 0 | 0 | 0 | 0 | 0 | 0 | 0.1 | 0.3 | 0.5 | 0.7 | 1 | 0
2022-08-05 | 0 | 0 | 0 | 0 | 0 | 0 | 0 | 0 | 0 | 0 | 0 | 0 | 0 | 0 | 2022-08-05 | 0 | 0 | 0 | 0 | 0 | 0 | 0 | 0 | 0 | 0 | 0 | 0 | 0 | 0 | 2022-08-05 | 0 | 0 | 0 | 0 | 0 | 0 | 0 | 0 | 0 | 0 | 0 | 0 | 0 | 0
2022-08-06 | 0 | 0 | 0 | 0 | 0 | 0 | 0 | 0 | 0 | 0 | 0 | 0 | 0 | 0 | 2022-08-06 | 0 | 0 | 0 | 0 | 0 | 0 | 0 | 0 | 0 | 0 | 0 | 0 | 0 | 0 | 2022-08-06 | 0 | 0 | 0 | 0 | 0 | 0 | 0 | 0 | 0 | 0 | 0 | 0 | 0.1 | 0
2022-08-07 | 0 | 0 | 0 | 0 | 0 | 0 | 0 | 0 | 0 | 0 | 0 | 0 | 0 | 0 | 2022-08-07 | 0 | 0 | 0 | 0 | 0 | 0 | 0 | 0 | 0 | 0 | 0 | 0 | 0 | 0 | 2022-08-07 | 0 | 0 | 0 | 0 | 0 | 0 | 0 | 0 | 0 | 0 | 0 | 0 | 0 | 0
2022-08-08 | 0 | 0 | 0 | 0 | 0 | 0 | 0 | 0 | 0 | 0 | 0 | 0 | 0 | 0 | 2022-08-08 | 0 | 0 | 0 | 0 | 0 | 0 | 0 | 0 | 0 | 0 | 0 | 0 | 0 | 0 | 2022-08-08 | 0 | 0 | 0 | 0 | 0 | 0 | 0 | 0 | 0 | 0 | 0 | 0 | 0 | 0
2022-08-09 | 0 | 0 | 0 | 0 | 0 | 0 | 0 | 0 | 0 | 0 | 0 | 0 | 0 | 0 | 2022-08-09 | 0 | 0 | 0 | 0 | 0 | 0 | 0 | 0 | 0 | 0 | 0 | 0 | 0 | 0 | 2022-08-09 | 0 | 0 | 0 | 0 | 0 | 0 | 0 | 0 | 0 | 0 | 0 | 0.1 | 0.2 | 0
2022-08-10 | 0 | 0 | 0 | 0 | 0 | 0 | 0 | 0 | 0 | 0 | 0 | 0 | 0 | 0 | 2022-08-10 | 0 | 0 | 0 | 0 | 0 | 0 | 0 | 0 | 0 | 0 | 0 | 0 | 0 | 0 | 2022-08-10 | 0 | 0 | 0 | 0 | 0 | 0 | 0 | 0 | 0 | 0.1 | 0.6 | 1.1 | 1.7 | 0
2022-08-11 | 0 | 0 | 0 | 0 | 0 | 0 | 0 | 0 | 0 | 0 | 0 | 0 | 0 | 0 | 2022-08-11 | 0 | 0 | 0 | 0 | 0 | 0 | 0 | 0 | 0 | 0 | 0 | 0 | 0 | 0 | 2022-08-11 | 0 | 0 | 0 | 0 | 0 | 0 | 0 | 0 | 0 | 0 | 0.3 | 0.6 | 0.9 | 0
2022-08-12 | 0 | 0 | 0 | 0 | 0 | 0 | 0 | 0 | 0 | 0 | 0 | 0 | 0 | 0 | 2022-08-12 | 0 | 0 | 0 | 0 | 0 | 0 | 0 | 0 | 0 | 0 | 0 | 0 | 0 | 0 | 2022-08-12 | 0 | 0 | 0 | 0 | 0.1 | 0.2 | 0.3 | 0.5 | 0.8 | 1.1 | 1.4 | 1.9 | 2.4 | 0
2022-08-13 | 0 | 0 | 0 | 0 | 0 | 0 | 0 | 0 | 0 | 0 | 0 | 0 | 0 | 0 | 2022-08-13 | 0 | 0 | 0 | 0 | 0 | 0 | 0 | 0 | 0 | 0 | 0 | 0.2 | 0.5 | 0 | 2022-08-13 | 0 | 0.2 | 0.5 | 0.9 | 1.3 | 1.7 | 2.2 | 2.7 | 3.2 | 3.7 | 4.3 | 4.8 | 5.4 | 0
2022-08-14 | 0 | 0 | 0 | 0 | 0 | 0 | 0 | 0 | 0 | 0 | 0 | 0 | 0 | 0 | 2022-08-14 | 0 | 0 | 0 | 0 | 0 | 0 | 0.1 | 0.3 | 0.6 | 0.8 | 1.1 | 1.4 | 1.7 | 0 | 2022-08-14 | 1.1 | 1.4 | 1.7 | 2.1 | 2.4 | 2.7 | 3.1 | 3.4 | 3.8 | 4.1 | 4.5 | 5 | 5.4 | 0
2022-08-15 | 0 | 0 | 0 | 0 | 0 | 0 | 0 | 0 | 0 | 0 | 0 | 0 | 0 | 0 | 2022-08-15 | 0 | 0 | 0 | 0 | 0 | 0 | 0 | 0.1 | 0.2 | 0.3 | 0.5 | 0.7 | 0.9 | 0 | 2022-08-15 | 0.5 | 0.7 | 0.9 | 1.2 | 1.4 | 1.7 | 2 | 2.3 | 2.7 | 3.2 | 3.6 | 4.1 | 4.6 | 0
2022-08-16 | 0 | 0 | 0 | 0 | 0 | 0 | 0 | 0 | 0 | 0 | 0 | 0 | 0 | 0 | 2022-08-16 | 0 | 0 | 0 | 0 | 0 | 0 | 0 | 0.1 | 0.2 | 0.4 | 0.7 | 0.9 | 1.2 | 0 | 2022-08-16 | 0.7 | 0.9 | 1.2 | 1.5 | 1.8 | 2.1 | 2.4 | 2.8 | 3.2 | 3.5 | 4 | 4.5 | 5 | 0
2022-08-17 | 0 | 0 | 0 | 0 | 0 | 0 | 0 | 0 | 0 | 0 | 0 | 0 | 0 | 0 | 2022-08-17 | 0 | 0 | 0 | 0 | 0 | 0 | 0 | 0 | 0 | 0 | 0 | 0 | 0 | 0 | 2022-08-17 | 0 | 0 | 0 | 0 | 0 | 0.1 | 0.3 | 0.6 | 0.9 | 1.2 | 1.7 | 2.2 | 2.7 | 0
2022-08-18 | 0 | 0 | 0 | 0 | 0 | 0 | 0 | 0 | 0 | 0 | 0 | 0 | 0 | 0 | 2022-08-18 | 0 | 0 | 0 | 0 | 0 | 0 | 0 | 0 | 0 | 0 | 0 | 0 | 0 | 0 | 2022-08-18 | 0 | 0 | 0 | 0 | 0 | 0 | 0 | 0.1 | 0.4 | 0.7 | 1 | 1.4 | 1.9 | 0
2022-08-19 | 0 | 0 | 0 | 0 | 0 | 0 | 0 | 0 | 0 | 0 | 0 | 0 | 0 | 0 | 2022-08-19 | 0 | 0 | 0 | 0 | 0 | 0 | 0 | 0 | 0 | 0 | 0 | 0 | 0 | 0 | 2022-08-19 | 0 | 0 | 0 | 0 | 0 | 0 | 0.1 | 0.2 | 0.4 | 0.6 | 1 | 1.4 | 1.8 | 0
2022-08-20 | 0 | 0 | 0 | 0 | 0 | 0 | 0 | 0 | 0 | 0 | 0 | 0 | 0 | 0 | 2022-08-20 | 0 | 0 | 0 | 0 | 0 | 0 | 0 | 0 | 0 | 0 | 0 | 0 | 0 | 0 | 2022-08-20 | 0 | 0 | 0 | 0 | 0.1 | 0.2 | 0.4 | 0.6 | 0.9 | 1.2 | 1.6 | 1.9 | 2.3 | 0
2022-08-21 | 0 | 0 | 0 | 0 | 0 | 0 | 0 | 0 | 0 | 0 | 0 | 0 | 0 | 0 | 2022-08-21 | 0 | 0 | 0 | 0 | 0 | 0 | 0 | 0 | 0 | 0 | 0 | 0 | 0 | 0 | 2022-08-21 | 0 | 0 | 0 | 0 | 0 | 0 | 0 | 0 | 0 | 0 | 0.1 | 0.3 | 0.5 | 0
2022-08-22 | 0 | 0 | 0 | 0 | 0 | 0 | 0 | 0 | 0 | 0 | 0 | 0 | 0 | 0 | 2022-08-22 | 0 | 0 | 0 | 0 | 0 | 0 | 0 | 0 | 0 | 0 | 0 | 0 | 0 | 0 | 2022-08-22 | 0 | 0 | 0 | 0 | 0 | 0.1 | 0.1 | 0.2 | 0.3 | 0.6 | 0.9 | 1.2 | 1.7 | 0
2022-08-23 | 0 | 0 | 0 | 0 | 0 | 0 | 0 | 0 | 0 | 0 | 0 | 0 | 0 | 0 | 2022-08-23 | 0 | 0 | 0 | 0 | 0 | 0 | 0 | 0 | 0 | 0 | 0 | 0 | 0 | 0 | 2022-08-23 | 0 | 0 | 0 | 0 | 0 | 0 | 0 | 0 | 0 | 0 | 0.2 | 0.5 | 1 | 0
2022-08-24 | 0 | 0 | 0 | 0 | 0 | 0 | 0 | 0 | 0 | 0 | 0 | 0 | 0 | 0 | 2022-08-24 | 0 | 0 | 0 | 0 | 0 | 0 | 0 | 0 | 0 | 0 | 0 | 0 | 0 | 0 | 2022-08-24 | 0 | 0 | 0 | 0 | 0 | 0 | 0 | 0 | 0.1 | 0.4 | 0.7 | 1.1 | 1.5 | 0
2022-08-25 | 0 | 0 | 0 | 0 | 0 | 0 | 0 | 0 | 0 | 0 | 0 | 0 | 0 | 0 | 2022-08-25 | 0 | 0 | 0 | 0 | 0 | 0 | 0 | 0 | 0 | 0 | 0 | 0 | 0 | 0 | 2022-08-25 | 0 | 0 | 0 | 0 | 0 | 0 | 0 | 0.2 | 0.4 | 0.7 | 1 | 1.3 | 1.7 | 0
2022-08-26 | 0 | 0 | 0 | 0 | 0 | 0 | 0 | 0 | 0 | 0 | 0 | 0 | 0 | 0 | 2022-08-26 | 0 | 0 | 0 | 0 | 0 | 0 | 0 | 0 | 0 | 0 | 0 | 0 | 0 | 0 | 2022-08-26 | 0 | 0 | 0 | 0 | 0 | 0 | 0 | 0.2 | 0.4 | 0.6 | 1.1 | 1.6 | 2.2 | 0
2022-08-27 | 0 | 0 | 0 | 0 | 0 | 0 | 0 | 0 | 0 | 0 | 0 | 0 | 0 | 0 | 2022-08-27 | 0 | 0 | 0 | 0 | 0 | 0 | 0 | 0 | 0 | 0 | 0 | 0 | 0 | 0 | 2022-08-27 | 0 | 0 | 0 | 0 | 0 | 0 | 0 | 0 | 0 | 0.1 | 0.4 | 0.9 | 1.5 | 0
2022-08-28 | 0 | 0 | 0 | 0 | 0 | 0 | 0 | 0 | 0 | 0 | 0 | 0 | 0 | 1 | 2022-08-28 | 0 | 0 | 0 | 0 | 0 | 0 | 0 | 0 | 0 | 0 | 0 | 0 | 0 | 1 | 2022-08-28 | 0 | 0 | 0 | 0.1 | 0.1 | 0.3 | 0.5 | 0.8 | 1 | 1.4 | 1.8 | 2.2 | 2.7 | 1
2022-08-29 | 0 | 0 | 0 | 0 | 0 | 0 | 0 | 0 | 0 | 0 | 0 | 0 | 0 | 2 | 2022-08-29 | 0 | 0 | 0 | 0 | 0 | 0 | 0 | 0 | 0 | 0 | 0 | 0 | 0 | 2 | 2022-08-29 | 0 | 0 | 0 | 0 | 0 | 0 | 0.2 | 0.5 | 0.8 | 1.1 | 1.4 | 1.8 | 2.1 | 2
2022-08-30 | 0 | 0 | 0 | 0 | 0 | 0 | 0 | 0 | 0 | 0 | 0 | 0 | 0 | 0 | 2022-08-30 | 0 | 0 | 0 | 0 | 0 | 0 | 0 | 0 | 0 | 0 | 0 | 0 | 0 | 0 | 2022-08-30 | 0 | 0 | 0 | 0 | 0 | 0 | 0 | 0 | 0 | 0 | 0 | 0 | 0 | 0
2022-08-31 | 0 | 0 | 0 | 0 | 0 | 0 | 0 | 0 | 0 | 0 | 0 | 0 | 0 | 0 | 2022-08-31 | 0 | 0 | 0 | 0 | 0 | 0 | 0 | 0 | 0 | 0 | 0 | 0 | 0 | 0 | 2022-08-31 | 0 | 0 | 0 | 0 | 0.1 | 0.2 | 0.3 | 0.4 | 0.6 | 0.7 | 0.9 | 1.1 | 1.4 | 0
2022-09-01 | 0 | 0 | 0 | 0 | 0 | 0 | 0 | 0 | 0 | 0 | 0 | 0 | 0 | 0 | 2022-09-01 | 0 | 0 | 0 | 0 | 0 | 0 | 0 | 0 | 0 | 0 | 0.1 | 0.3 | 0.5 | 0 | 2022-09-01 | 0.1 | 0.3 | 0.5 | 0.8 | 1.2 | 1.6 | 2 | 2.5 | 3 | 3.5 | 4 | 4.5 | 5.1 | 0
2022-09-02 | 0 | 0 | 0 | 0 | 0 | 0 | 0 | 0 | 0 | 0.1 | 0.2 | 0.3 | 0.5 | 0 | 2022-09-02 | 0.2 | 0.3 | 0.5 | 0.6 | 0.8 | 1.1 | 1.3 | 1.6 | 1.9 | 2.3 | 2.7 | 3.1 | 3.5 | 0 | 2022-09-02 | 2.7 | 3.1 | 3.5 | 4 | 4.4 | 4.9 | 5.5 | 6.1 | 6.7 | 7.3 | 8 | 8.6 | 9.4 | 0
2022-09-03 | 0 | 0 | 0 | 0 | 0 | 0 | 0 | 0 | 0 | 0 | 0 | 0 | 0 | 0 | 2022-09-03 | 0 | 0 | 0 | 0 | 0.2 | 0.4 | 0.6 | 0.9 | 1.2 | 1.6 | 1.9 | 2.2 | 2.6 | 0 | 2022-09-03 | 1.9 | 2.2 | 2.6 | 2.9 | 3.3 | 3.7 | 4.1 | 4.5 | 5 | 5.5 | 6 | 6.6 | 7.1 | 0
2022-09-04 | 0 | 0 | 0 | 0 | 0 | 0 | 0 | 0 | 0 | 0 | 0 | 0 | 0 | 0 | 2022-09-04 | 0 | 0 | 0 | 0 | 0 | 0 | 0 | 0 | 0 | 0 | 0 | 0 | 0 | 0 | 2022-09-04 | 0 | 0 | 0 | 0.1 | 0.3 | 0.6 | 0.9 | 1.2 | 1.5 | 1.9 | 2.2 | 2.6 | 3 | 0
2022-09-05 | 0 | 0 | 0 | 0 | 0 | 0 | 0 | 0 | 0 | 0 | 0 | 0 | 0 | 0 | 2022-09-05 | 0 | 0 | 0 | 0 | 0 | 0 | 0 | 0 | 0 | 0 | 0 | 0 | 0 | 0 | 2022-09-05 | 0 | 0 | 0 | 0 | 0 | 0.1 | 0.4 | 1 | 1.7 | 2.4 | 3.1 | 3.9 | 4.7 | 0
2022-09-06 | 0 | 0 | 0 | 0 | 0 | 0 | 0 | 0 | 0 | 0 | 0 | 0 | 0 | 0 | 2022-09-06 | 0 | 0 | 0 | 0 | 0 | 0 | 0 | 0 | 0 | 0 | 0 | 0 | 0 | 0 | 2022-09-06 | 0 | 0 | 0 | 0.1 | 0.5 | 1.2 | 2 | 3 | 4 | 5 | 6 | 7 | 8 | 0
2022-09-07 | 0 | 0 | 0 | 0 | 0 | 0 | 0 | 0 | 0 | 0 | 0 | 0 | 0 | 0 | 2022-09-07 | 0 | 0 | 0 | 0 | 0 | 0 | 0 | 0 | 0 | 0.1 | 0.2 | 0.5 | 0.7 | 0 | 2022-09-07 | 0.2 | 0.5 | 0.7 | 1.1 | 1.6 | 2.2 | 2.8 | 3.4 | 4 | 4.6 | 5.3 | 6 | 6.7 | 0
2022-09-08 | 0 | 0 | 0 | 0 | 0 | 0 | 0 | 0 | 0 | 0 | 0 | 0 | 0 | 0 | 2022-09-08 | 0 | 0 | 0 | 0.2 | 0.3 | 0.6 | 0.9 | 1.3 | 1.6 | 2.1 | 2.5 | 3 | 3.5 | 0 | 2022-09-08 | 2.5 | 3 | 3.5 | 4 | 4.5 | 5.1 | 5.6 | 6.2 | 6.8 | 7.5 | 8.1 | 8.8 | 9.5 | 0
2022-09-09 | 0 | 0 | 0 | 0 | 0 | 0 | 0 | 0 | 0 | 0 | 0 | 0 | 0.2 | 0 | 2022-09-09 | 0 | 0 | 0.2 | 0.4 | 0.7 | 1 | 1.4 | 1.7 | 2 | 2.4 | 2.7 | 3.1 | 3.5 | 0 | 2022-09-09 | 2.7 | 3.1 | 3.5 | 3.9 | 4.4 | 4.9 | 5.4 | 6 | 6.6 | 7.2 | 7.8 | 8.4 | 9 | 0
2022-09-10 | 0 | 0 | 0 | 0 | 0 | 0 | 0 | 0 | 0 | 0 | 0 | 0 | 0 | 0 | 2022-09-10 | 0 | 0 | 0 | 0 | 0 | 0 | 0 | 0 | 0.1 | 0.2 | 0.4 | 0.6 | 0.9 | 0 | 2022-09-10 | 0.4 | 0.6 | 0.9 | 1.2 | 1.5 | 1.9 | 2.3 | 2.8 | 3.2 | 3.7 | 4.2 | 4.7 | 5.2 | 0
2022-09-11 | 0 | 0 | 0 | 0 | 0 | 0 | 0 | 0 | 0 | 0 | 0 | 0 | 0 | 0 | 2022-09-11 | 0 | 0 | 0 | 0 | 0 | 0 | 0 | 0 | 0 | 0 | 0 | 0 | 0 | 0 | 2022-09-11 | 0 | 0 | 0 | 0 | 0.1 | 0.4 | 0.7 | 1 | 1.4 | 1.7 | 2.2 | 2.7 | 3.3 | 0
2022-09-12 | 0 | 0 | 0 | 0 | 0 | 0 | 0 | 0 | 0 | 0 | 0 | 0 | 0 | 0 | 2022-09-12 | 0 | 0 | 0 | 0 | 0 | 0 | 0 | 0 | 0 | 0 | 0 | 0 | 0 | 0 | 2022-09-12 | 0 | 0 | 0 | 0 | 0 | 0 | 0 | 0 | 0.1 | 0.4 | 0.7 | 1.1 | 1.4 | 0
2022-09-13 | 0 | 0 | 0 | 0 | 0 | 0 | 0 | 0 | 0 | 0 | 0 | 0 | 0 | 0 | 2022-09-13 | 0 | 0 | 0 | 0 | 0 | 0 | 0 | 0 | 0 | 0 | 0 | 0 | 0 | 0 | 2022-09-13 | 0 | 0 | 0 | 0 | 0 | 0 | 0 | 0 | 0 | 0.1 | 0.3 | 0.8 | 1.3 | 0
2022-09-14 | 0 | 0 | 0 | 0 | 0 | 0 | 0 | 0 | 0 | 0 | 0 | 0 | 0 | 0 | 2022-09-14 | 0 | 0 | 0 | 0 | 0 | 0 | 0 | 0 | 0 | 0 | 0 | 0.1 | 0.2 | 0 | 2022-09-14 | 0 | 0.1 | 0.2 | 0.4 | 0.6 | 0.9 | 1.2 | 1.6 | 2.1 | 2.6 | 3.2 | 3.8 | 4.4 | 0
2022-09-15 | 0 | 0 | 0 | 0 | 0 | 0 | 0 | 0 | 0 | 0 | 0 | 0.1 | 0.1 | 0 | 2022-09-15 | 0 | 0.1 | 0.1 | 0.2 | 0.2 | 0.3 | 0.5 | 0.6 | 0.8 | 1 | 1.3 | 1.6 | 2 | 0 | 2022-09-15 | 1.3 | 1.6 | 2 | 2.4 | 2.9 | 3.5 | 4.2 | 4.9 | 5.6 | 6.4 | 7.3 | 8.2 | 9.2 | 0
2022-09-16 | 0 | 0 | 0 | 0 | 0 | 0.1 | 0.3 | 0.5 | 0.8 | 1.1 | 1.5 | 1.9 | 2.3 | 0 | 2022-09-16 | 1.5 | 1.9 | 2.3 | 2.7 | 3.2 | 3.7 | 4.1 | 4.6 | 5.1 | 5.7 | 6.2 | 6.8 | 7.3 | 0 | 2022-09-16 | 6.2 | 6.8 | 7.3 | 7.9 | 8.5 | 9.2 | 9.9 | 10.6 | 11.3 | 12.1 | 12.9 | 13.7 | 14.5 | 0
2022-09-17 | 0 | 0 | 0.1 | 0.1 | 0.2 | 0.4 | 0.5 | 0.8 | 1 | 1.3 | 1.7 | 2 | 2.3 | 0 | 2022-09-17 | 1.7 | 2 | 2.3 | 2.7 | 3 | 3.4 | 3.8 | 4.1 | 4.5 | 4.9 | 5.3 | 5.7 | 6.2 | 0 | 2022-09-17 | 5.3 | 5.7 | 6.2 | 6.7 | 7.4 | 8 | 8.7 | 9.5 | 10.2 | 11 | 11.9 | 12.9 | 13.9 | 0
2022-09-18 | 0 | 0 | 0 | 0 | 0 | 0 | 0 | 0 | 0 | 0 | 0 | 0 | 0 | 0 | 2022-09-18 | 0 | 0 | 0 | 0 | 0 | 0 | 0 | 0 | 0 | 0 | 0.2 | 0.3 | 0.5 | 0 | 2022-09-18 | 0.2 | 0.3 | 0.5 | 0.8 | 1.1 | 1.4 | 1.7 | 2.1 | 2.4 | 2.8 | 3.2 | 3.6 | 4 | 0
2022-09-19 | 0 | 0 | 0 | 0 | 0 | 0 | 0 | 0 | 0 | 0 | 0 | 0 | 0 | 0 | 2022-09-19 | 0 | 0 | 0 | 0 | 0 | 0 | 0 | 0 | 0 | 0 | 0 | 0.1 | 0.3 | 0 | 2022-09-19 | 0 | 0.1 | 0.3 | 0.6 | 1.1 | 1.7 | 2.5 | 3.4 | 4.3 | 5.2 | 6.2 | 7.1 | 8.1 | 0
2022-09-20 | 0 | 0 | 0 | 0 | 0 | 0 | 0 | 0 | 0 | 0 | 0 | 0 | 0 | 0 | 2022-09-20 | 0 | 0 | 0 | 0 | 0 | 0 | 0 | 0 | 0 | 0 | 0.4 | 0.8 | 1.3 | 0 | 2022-09-20 | 0.4 | 0.8 | 1.3 | 2 | 2.8 | 3.6 | 4.6 | 5.6 | 6.6 | 7.6 | 8.6 | 9.6 | 10.6 | 0
2022-09-21 | 0 | 0 | 0 | 0 | 0 | 0 | 0 | 0 | 0 | 0 | 0 | 0 | 0 | 0 | 2022-09-21 | 0 | 0 | 0 | 0 | 0 | 0 | 0 | 0 | 0.2 | 0.4 | 0.8 | 1.1 | 1.5 | 0 | 2022-09-21 | 0.8 | 1.1 | 1.5 | 2 | 2.6 | 3.3 | 4.1 | 4.9 | 5.8 | 6.6 | 7.5 | 8.5 | 9.5 | 0
2022-09-22 | 0 | 0 | 0 | 0 | 0 | 0 | 0 | 0 | 0 | 0 | 0 | 0 | 0 | 3 | 2022-09-22 | 0 | 0 | 0 | 0 | 0 | 0 | 0 | 0 | 0.1 | 0.2 | 0.4 | 0.7 | 1 | 3 | 2022-09-22 | 0.4 | 0.7 | 1 | 1.3 | 1.7 | 2.2 | 2.7 | 3.2 | 3.9 | 4.7 | 5.7 | 6.7 | 7.7 | 3
2022-09-23 | 0 | 0 | 0 | 0 | 0 | 0 | 0 | 0 | 0 | 0 | 0.1 | 0.4 | 0.9 | 7 | 2022-09-23 | 0.1 | 0.4 | 0.9 | 1.4 | 2 | 2.7 | 3.5 | 4.3 | 5.2 | 6.1 | 7 | 7.9 | 8.9 | 7 | 2022-09-23 | 7 | 7.9 | 8.9 | 9.9 | 10.9 | 11.9 | 12.9 | 13.9 | 14.9 | 15.9 | 16.9 | 17.9 | 18.9 | 7
2022-09-24 | 0 | 0 | 0 | 0 | 0 | 0 | 0 | 0 | 0.2 | 0.4 | 0.7 | 1.1 | 1.5 | 0 | 2022-09-24 | 0.7 | 1.1 | 1.5 | 2 | 2.4 | 2.9 | 3.4 | 4 | 4.6 | 5.2 | 5.8 | 6.5 | 7.1 | 0 | 2022-09-24 | 5.8 | 6.5 | 7.1 | 7.8 | 8.5 | 9.3 | 10 | 10.8 | 11.6 | 12.5 | 13.5 | 14.5 | 15.5 | 0
2022-09-25 | 0 | 0 | 0 | 0 | 0 | 0 | 0.1 | 0.3 | 0.6 | 0.9 | 1.2 | 1.5 | 1.8 | 0 | 2022-09-25 | 1.2 | 1.5 | 1.8 | 2.1 | 2.5 | 2.8 | 3.2 | 3.5 | 3.9 | 4.3 | 4.7 | 5.1 | 5.5 | 0 | 2022-09-25 | 4.7 | 5.1 | 5.5 | 5.9 | 6.4 | 6.9 | 7.6 | 8.5 | 9.4 | 10.4 | 11.4 | 12.4 | 13.4 | 0
2022-09-26 | 0 | 0 | 0 | 0 | 0 | 0 | 0 | 0 | 0 | 0 | 0 | 0 | 0 | 0 | 2022-09-26 | 0 | 0 | 0 | 0 | 0 | 0 | 0 | 0 | 0 | 0.1 | 0.3 | 0.6 | 1 | 0 | 2022-09-26 | 0.3 | 0.6 | 1 | 1.4 | 1.9 | 2.4 | 2.9 | 3.5 | 4.1 | 4.8 | 5.6 | 6.4 | 7.2 | 0
2022-09-27 | 0 | 0 | 0 | 0 | 0 | 0 | 0 | 0 | 0 | 0 | 0 | 0 | 0 | 0 | 2022-09-27 | 0 | 0 | 0 | 0 | 0 | 0.1 | 0.3 | 0.4 | 0.7 | 1 | 1.5 | 2 | 2.6 | 0 | 2022-09-27 | 1.5 | 2 | 2.6 | 3.2 | 3.9 | 4.6 | 5.2 | 5.9 | 6.7 | 7.4 | 8.2 | 8.9 | 9.8 | 0
2022-09-28 | 0 | 0 | 0 | 0 | 0 | 0 | 0 | 0 | 0 | 0 | 0 | 0.1 | 0.2 | 0 | 2022-09-28 | 0 | 0.1 | 0.2 | 0.4 | 0.6 | 0.9 | 1.2 | 1.6 | 2.1 | 2.7 | 3.2 | 3.8 | 4.4 | 0 | 2022-09-28 | 3.2 | 3.8 | 4.4 | 5 | 5.7 | 6.3 | 7 | 7.7 | 8.5 | 9.3 | 10.3 | 11.3 | 12.3 | 0
2022-09-29 | 0 | 0 | 0 | 0 | 0 | 0 | 0 | 0.1 | 0.2 | 0.3 | 0.5 | 0.7 | 0.9 | 0 | 2022-09-29 | 0.5 | 0.7 | 0.9 | 1.3 | 1.7 | 2.2 | 2.7 | 3.2 | 3.8 | 4.4 | 5.1 | 5.8 | 6.5 | 0 | 2022-09-29 | 5.1 | 5.8 | 6.5 | 7.2 | 7.9 | 8.8 | 9.7 | 10.7 | 11.7 | 12.7 | 13.7 | 14.7 | 15.7 | 0
2022-09-30 | 0 | 0 | 0 | 0 | 0.2 | 0.4 | 0.6 | 0.9 | 1.3 | 1.7 | 2.2 | 2.7 | 3.2 | 0 | 2022-09-30 | 2.2 | 2.7 | 3.2 | 3.7 | 4.3 | 4.9 | 5.5 | 6.1 | 6.8 | 7.5 | 8.3 | 9.1 | 9.9 | 0 | 2022-09-30 | 8.3 | 9.1 | 9.9 | 10.9 | 11.9 | 12.9 | 13.9 | 14.9 | 15.9 | 16.9 | 17.9 | 18.9 | 19.9 | 0
2022-10-01 | 0 | 0 | 0 | 0 | 0 | 0 | 0 | 0.2 | 0.5 | 0.8 | 1.1 | 1.5 | 1.9 | 0 | 2022-10-01 | 1.1 | 1.5 | 1.9 | 2.4 | 2.9 | 3.4 | 4 | 4.7 | 5.6 | 6.6 | 7.6 | 8.6 | 9.6 | 0 | 2022-10-01 | 7.6 | 8.6 | 9.6 | 10.6 | 11.6 | 12.6 | 13.6 | 14.6 | 15.6 | 16.6 | 17.6 | 18.6 | 19.6 | 0
2022-10-02 | 0 | 0 | 0 | 0 | 0 | 0 | 0 | 0 | 0.2 | 0.4 | 0.6 | 0.8 | 1.1 | 0 | 2022-10-02 | 0.6 | 0.8 | 1.1 | 1.4 | 1.7 | 2.1 | 2.9 | 3.8 | 4.8 | 5.8 | 6.8 | 7.8 | 8.8 | 0 | 2022-10-02 | 6.8 | 7.8 | 8.8 | 9.8 | 10.8 | 11.8 | 12.8 | 13.8 | 14.8 | 15.8 | 16.8 | 17.8 | 18.8 | 0
2022-10-03 | 0 | 0 | 0 | 0 | 0 | 0 | 0 | 0.2 | 0.5 | 1 | 1.5 | 2.1 | 2.7 | 0 | 2022-10-03 | 1.5 | 2.1 | 2.7 | 3.4 | 4.2 | 5 | 5.9 | 6.9 | 7.9 | 8.9 | 9.9 | 10.9 | 11.9 | 0 | 2022-10-03 | 9.9 | 10.9 | 11.9 | 12.9 | 13.9 | 14.9 | 15.9 | 16.9 | 17.9 | 18.9 | 19.9 | 20.9 | 21.9 | 0
2022-10-04 | 0 | 0 | 0 | 0 | 0 | 0 | 0 | 0 | 0 | 0.1 | 0.4 | 0.7 | 1.1 | 0 | 2022-10-04 | 0.4 | 0.7 | 1.1 | 1.5 | 1.9 | 2.4 | 3.2 | 4.1 | 5 | 6 | 7 | 8 | 9 | 0 | 2022-10-04 | 7 | 8 | 9 | 10 | 11 | 12 | 13 | 14 | 15 | 16 | 17 | 18 | 19 | 0
2022-10-05 | 0 | 0 | 0 | 0 | 0 | 0 | 0 | 0 | 0 | 0 | 0 | 0 | 0 | 0 | 2022-10-05 | 0 | 0 | 0 | 0 | 0 | 0.1 | 0.5 | 0.9 | 1.4 | 1.9 | 2.9 | 3.9 | 4.9 | 0 | 2022-10-05 | 2.9 | 3.9 | 4.9 | 5.9 | 6.9 | 7.9 | 8.9 | 9.9 | 10.9 | 11.9 | 12.9 | 13.9 | 14.9 | 0
2022-10-06 | 0 | 0 | 0 | 0 | 0 | 0 | 0 | 0 | 0 | 0 | 0 | 0 | 0 | 0 | 2022-10-06 | 0 | 0 | 0 | 0 | 0 | 0.1 | 0.2 | 0.3 | 0.4 | 0.7 | 1 | 1.5 | 2.1 | 0 | 2022-10-06 | 1 | 1.5 | 2.1 | 2.7 | 3.3 | 4 | 4.6 | 5.3 | 6 | 6.7 | 7.5 | 8.3 | 9 | 0
2022-10-07 | 0 | 0 | 0 | 0 | 0 | 0 | 0 | 0 | 0 | 0 | 0 | 0 | 0 | 0 | 2022-10-07 | 0 | 0 | 0 | 0.1 | 0.4 | 0.7 | 1.1 | 1.4 | 1.8 | 2.1 | 2.5 | 2.9 | 3.4 | 0 | 2022-10-07 | 2.5 | 2.9 | 3.4 | 3.8 | 4.3 | 4.8 | 5.4 | 6 | 6.6 | 7.2 | 7.9 | 8.6 | 9.4 | 0
2022-10-08 | 0 | 0 | 0.1 | 0.1 | 0.2 | 0.3 | 0.4 | 0.5 | 0.7 | 1 | 1.4 | 1.8 | 2.3 | 0 | 2022-10-08 | 1.4 | 1.8 | 2.3 | 2.8 | 3.4 | 4 | 4.7 | 5.5 | 6.3 | 7.1 | 7.9 | 8.9 | 9.9 | 0 | 2022-10-08 | 7.9 | 8.9 | 9.9 | 10.9 | 11.9 | 12.9 | 13.9 | 14.9 | 15.9 | 16.9 | 17.9 | 18.9 | 19.9 | 0
2022-10-09 | 0.6 | 0.9 | 1.2 | 1.6 | 1.9 | 2.3 | 2.8 | 3.3 | 3.7 | 4.2 | 4.7 | 5.3 | 5.9 | 0 | 2022-10-09 | 4.7 | 5.3 | 5.9 | 6.5 | 7.1 | 7.7 | 8.4 | 9 | 9.7 | 10.4 | 11.2 | 12 | 12.8 | 0 | 2022-10-09 | 11.2 | 12 | 12.8 | 13.8 | 14.8 | 15.8 | 16.8 | 17.8 | 18.8 | 19.8 | 20.8 | 21.8 | 22.8 | 0
2022-10-10 | 0 | 0 | 0.1 | 0.2 | 0.4 | 0.7 | 1 | 1.3 | 1.7 | 2.1 | 2.7 | 3.2 | 3.7 | 0 | 2022-10-10 | 2.7 | 3.2 | 3.7 | 4.3 | 4.9 | 5.6 | 6.2 | 6.9 | 7.5 | 8.3 | 9.1 | 9.9 | 10.7 | 0 | 2022-10-10 | 9.1 | 9.9 | 10.7 | 11.6 | 12.5 | 13.4 | 14.4 | 15.4 | 16.4 | 17.4 | 18.4 | 19.4 | 20.4 | 0
2022-10-11 | 0.1 | 0.3 | 0.5 | 0.7 | 1.1 | 1.4 | 1.8 | 2.2 | 2.6 | 3.2 | 3.8 | 4.4 | 5 | 0 | 2022-10-11 | 3.8 | 4.4 | 5 | 5.6 | 6.2 | 6.8 | 7.5 | 8.2 | 8.8 | 9.6 | 10.3 | 11 | 11.8 | 0 | 2022-10-11 | 10.3 | 11 | 11.8 | 12.6 | 13.4 | 14.3 | 15.2 | 16.2 | 17.2 | 18.2 | 19.2 | 20.2 | 21.2 | 0
2022-10-12 | 0 | 0 | 0.1 | 0.3 | 0.5 | 0.8 | 1.1 | 1.4 | 1.8 | 2.1 | 2.5 | 2.8 | 3.2 | 0 | 2022-10-12 | 2.5 | 2.8 | 3.2 | 3.6 | 4 | 4.4 | 4.8 | 5.3 | 5.8 | 6.3 | 6.8 | 7.3 | 7.9 | 0 | 2022-10-12 | 6.8 | 7.3 | 7.9 | 8.5 | 9.2 | 9.8 | 10.5 | 11.2 | 11.9 | 12.6 | 13.4 | 14.1 | 14.9 | 0
2022-10-13 | 0 | 0 | 0 | 0 | 0 | 0 | 0 | 0 | 0 | 0 | 0 | 0 | 0.1 | 0 | 2022-10-13 | 0 | 0 | 0.1 | 0.2 | 0.4 | 0.6 | 0.8 | 1.1 | 1.3 | 1.6 | 1.8 | 2.1 | 2.4 | 0 | 2022-10-13 | 1.8 | 2.1 | 2.4 | 2.7 | 3.1 | 3.5 | 4.2 | 5 | 5.9 | 6.8 | 7.8 | 8.8 | 9.8 | 0
2022-10-14 | 0 | 0 | 0 | 0 | 0 | 0 | 0 | 0 | 0 | 0 | 0 | 0 | 0 | 0 | 2022-10-14 | 0 | 0 | 0 | 0.1 | 0.1 | 0.2 | 0.2 | 0.4 | 0.5 | 0.7 | 1 | 1.2 | 1.5 | 0 | 2022-10-14 | 1 | 1.2 | 1.5 | 1.9 | 2.3 | 2.7 | 3.1 | 3.8 | 4.7 | 5.7 | 6.7 | 7.7 | 8.7 | 0
2022-10-15 | 0 | 0 | 0 | 0 | 0 | 0 | 0.1 | 0.2 | 0.4 | 0.6 | 0.9 | 1.3 | 1.8 | 0 | 2022-10-15 | 0.9 | 1.3 | 1.8 | 2.3 | 2.8 | 3.4 | 4 | 4.6 | 5.2 | 5.8 | 6.5 | 7.1 | 7.8 | 0 | 2022-10-15 | 6.5 | 7.1 | 7.8 | 8.5 | 9.2 | 9.9 | 10.7 | 11.5 | 12.3 | 13.1 | 13.9 | 14.9 | 15.9 | 0
2022-10-16 | 0 | 0 | 0 | 0 | 0.1 | 0.3 | 0.5 | 0.7 | 1.1 | 1.5 | 2 | 2.5 | 3 | 0 | 2022-10-16 | 2 | 2.5 | 3 | 3.5 | 4 | 4.6 | 5.1 | 5.7 | 6.3 | 6.9 | 7.6 | 8.2 | 8.9 | 0 | 2022-10-16 | 7.6 | 8.2 | 8.9 | 9.6 | 10.3 | 11.1 | 11.8 | 12.6 | 13.5 | 14.4 | 15.4 | 16.4 | 17.4 | 0
2022-10-17 | 0 | 0 | 0 | 0 | 0.1 | 0.3 | 0.6 | 0.9 | 1.3 | 1.7 | 2.1 | 2.5 | 2.9 | 0 | 2022-10-17 | 2.1 | 2.5 | 2.9 | 3.4 | 3.9 | 4.4 | 4.9 | 5.5 | 6.2 | 7.1 | 8 | 9 | 10 | 0 | 2022-10-17 | 8 | 9 | 10 | 11 | 12 | 13 | 14 | 15 | 16 | 17 | 18 | 19 | 20 | 0
2022-10-18 | 0 | 0 | 0 | 0.1 | 0.1 | 0.2 | 0.3 | 0.4 | 0.6 | 0.8 | 0.9 | 1.1 | 1.3 | 0 | 2022-10-18 | 0.9 | 1.1 | 1.3 | 1.5 | 1.8 | 2 | 2.3 | 2.5 | 2.9 | 3.4 | 3.9 | 4.5 | 5.1 | 0 | 2022-10-18 | 3.9 | 4.5 | 5.1 | 5.9 | 6.7 | 7.5 | 8.5 | 9.5 | 10.5 | 11.5 | 12.5 | 13.5 | 14.5 | 0
2022-10-19 | 0.7 | 1 | 1.3 | 1.7 | 2.2 | 2.6 | 3.2 | 3.8 | 4.4 | 5 | 5.6 | 6.3 | 7 | 0 | 2022-10-19 | 5.6 | 6.3 | 7 | 7.7 | 8.4 | 9.2 | 10 | 10.8 | 11.8 | 12.8 | 13.8 | 14.8 | 15.8 | 0 | 2022-10-19 | 13.8 | 14.8 | 15.8 | 16.8 | 17.8 | 18.8 | 19.8 | 20.8 | 21.8 | 22.8 | 23.8 | 24.8 | 25.8 | 0
2022-10-20 | 0 | 0.2 | 0.4 | 0.8 | 1.1 | 1.5 | 1.9 | 2.3 | 2.7 | 3.2 | 3.8 | 4.4 | 5 | 0 | 2022-10-20 | 3.8 | 4.4 | 5 | 5.7 | 6.5 | 7.2 | 8 | 8.8 | 9.7 | 10.6 | 11.6 | 12.6 | 13.6 | 0 | 2022-10-20 | 11.6 | 12.6 | 13.6 | 14.6 | 15.6 | 16.6 | 17.6 | 18.6 | 19.6 | 20.6 | 21.6 | 22.6 | 23.6 | 0
2022-10-21 | 1.2 | 1.5 | 1.8 | 2.1 | 2.4 | 2.7 | 3.1 | 3.4 | 3.8 | 4.2 | 4.7 | 5.2 | 5.7 | 0 | 2022-10-21 | 4.7 | 5.2 | 5.7 | 6.3 | 6.9 | 7.6 | 8.3 | 9 | 9.7 | 10.4 | 11.2 | 12 | 12.8 | 0 | 2022-10-21 | 11.2 | 12 | 12.8 | 13.7 | 14.6 | 15.5 | 16.5 | 17.5 | 18.5 | 19.5 | 20.5 | 21.5 | 22.5 | 0
2022-10-22 | 0.6 | 0.9 | 1.2 | 1.5 | 1.9 | 2.2 | 2.6 | 2.9 | 3.3 | 3.8 | 4.2 | 4.7 | 5.2 | 0 | 2022-10-22 | 4.2 | 4.7 | 5.2 | 5.7 | 6.3 | 6.8 | 7.4 | 8 | 8.6 | 9.3 | 10 | 10.7 | 11.4 | 0 | 2022-10-22 | 10 | 10.7 | 11.4 | 12.1 | 12.8 | 13.6 | 14.4 | 15.2 | 16.1 | 17 | 17.9 | 18.9 | 19.9 | 0
2022-10-23 | 0 | 0 | 0.1 | 0.3 | 0.5 | 0.7 | 1 | 1.4 | 1.8 | 2.2 | 2.6 | 3 | 3.5 | 0 | 2022-10-23 | 2.6 | 3 | 3.5 | 4 | 4.6 | 5.3 | 6 | 6.8 | 7.6 | 8.4 | 9.3 | 10.3 | 11.3 | 0 | 2022-10-23 | 9.3 | 10.3 | 11.3 | 12.3 | 13.3 | 14.3 | 15.3 | 16.3 | 17.3 | 18.3 | 19.3 | 20.3 | 21.3 | 0
2022-10-24 | 0 | 0 | 0 | 0 | 0 | 0 | 0 | 0 | 0 | 0 | 0 | 0 | 0 | 0 | 2022-10-24 | 0 | 0 | 0 | 0 | 0.1 | 0.4 | 0.8 | 1.2 | 1.7 | 2.3 | 3.1 | 4.1 | 5.1 | 0 | 2022-10-24 | 3.1 | 4.1 | 5.1 | 6.1 | 7.1 | 8.1 | 9.1 | 10.1 | 11.1 | 12.1 | 13.1 | 14.1 | 15.1 | 0
2022-10-25 | 0 | 0 | 0 | 0 | 0 | 0 | 0 | 0 | 0 | 0 | 0 | 0 | 0 | 0 | 2022-10-25 | 0 | 0 | 0 | 0 | 0 | 0 | 0 | 0 | 0 | 0 | 0.4 | 0.8 | 1.2 | 0 | 2022-10-25 | 0.4 | 0.8 | 1.2 | 1.7 | 2.3 | 3.1 | 3.9 | 4.8 | 5.8 | 6.8 | 7.8 | 8.8 | 9.8 | 0
2022-10-26 | 0 | 0 | 0 | 0 | 0 | 0 | 0 | 0 | 0 | 0 | 0 | 0 | 0 | 0 | 2022-10-26 | 0 | 0 | 0 | 0 | 0 | 0 | 0 | 0 | 0 | 0 | 0 | 0 | 0 | 0 | 2022-10-26 | 0 | 0 | 0 | 0.1 | 0.5 | 0.9 | 1.6 | 2.4 | 3.4 | 4.4 | 5.4 | 6.4 | 7.4 | 0
2022-10-27 | 0 | 0 | 0 | 0 | 0 | 0 | 0 | 0 | 0.1 | 0.1 | 0.2 | 0.3 | 0.4 | 0 | 2022-10-27 | 0.2 | 0.3 | 0.4 | 0.6 | 0.8 | 1 | 1.2 | 1.4 | 1.7 | 2 | 2.4 | 2.9 | 3.3 | 0 | 2022-10-27 | 2.4 | 2.9 | 3.3 | 3.9 | 4.6 | 5.3 | 6.2 | 7.1 | 8.1 | 9.1 | 10.1 | 11.1 | 12.1 | 0
2022-10-28 | 0.8 | 1.2 | 1.6 | 2 | 2.5 | 3.1 | 3.7 | 4.3 | 5 | 5.6 | 6.3 | 7 | 7.8 | 0 | 2022-10-28 | 6.3 | 7 | 7.8 | 8.7 | 9.6 | 10.5 | 11.5 | 12.5 | 13.5 | 14.5 | 15.5 | 16.5 | 17.5 | 0 | 2022-10-28 | 15.5 | 16.5 | 17.5 | 18.5 | 19.5 | 20.5 | 21.5 | 22.5 | 23.5 | 24.5 | 25.5 | 26.5 | 27.5 | 0
2022-10-29 | 3.3 | 3.8 | 4.3 | 4.9 | 5.5 | 6.1 | 6.7 | 7.3 | 7.9 | 8.6 | 9.3 | 9.9 | 10.6 | 0 | 2022-10-29 | 9.3 | 9.9 | 10.6 | 11.3 | 12.1 | 12.8 | 13.5 | 14.3 | 15.1 | 15.9 | 16.8 | 17.7 | 18.6 | 0 | 2022-10-29 | 16.8 | 17.7 | 18.6 | 19.6 | 20.6 | 21.6 | 22.6 | 23.6 | 24.6 | 25.6 | 26.6 | 27.6 | 28.6 | 0
2022-10-30 | 3 | 3.4 | 3.9 | 4.4 | 4.9 | 5.5 | 6 | 6.6 | 7.2 | 7.8 | 8.4 | 9 | 9.7 | 0 | 2022-10-30 | 8.4 | 9 | 9.7 | 10.3 | 11 | 11.7 | 12.4 | 13.1 | 13.8 | 14.6 | 15.3 | 16.1 | 16.8 | 0 | 2022-10-30 | 15.3 | 16.1 | 16.8 | 17.6 | 18.4 | 19.2 | 20.1 | 20.9 | 21.8 | 22.7 | 23.7 | 24.7 | 25.7 | 0
2022-10-31 | 1 | 1.3 | 1.5 | 1.9 | 2.2 | 2.5 | 2.8 | 3.2 | 3.5 | 3.9 | 4.2 | 4.6 | 5 | 0 | 2022-10-31 | 4.2 | 4.6 | 5 | 5.4 | 5.7 | 6.1 | 6.5 | 6.9 | 7.3 | 7.7 | 8.2 | 8.7 | 9.3 | 0 | 2022-10-31 | 8.2 | 8.7 | 9.3 | 10 | 10.7 | 11.5 | 12.4 | 13.2 | 14.1 | 15 | 15.9 | 16.9 | 17.9 | 0
2022-11-01 | 0 | 0 | 0 | 0 | 0 | 0 | 0 | 0 | 0 | 0 | 0 | 0 | 0 | 0 | 2022-11-01 | 0 | 0 | 0 | 0 | 0 | 0.1 | 0.2 | 0.2 | 0.4 | 0.7 | 1.1 | 1.7 | 2.4 | 0 | 2022-11-01 | 1.1 | 1.7 | 2.4 | 3 | 3.8 | 4.7 | 5.7 | 6.7 | 7.7 | 8.7 | 9.7 | 10.7 | 11.7 | 0
2022-11-02 | 0 | 0 | 0.1 | 0.1 | 0.2 | 0.3 | 0.4 | 0.6 | 0.8 | 1.1 | 1.4 | 1.8 | 2.2 | 0 | 2022-11-02 | 1.4 | 1.8 | 2.2 | 2.7 | 3.3 | 3.9 | 4.5 | 5.1 | 5.8 | 6.4 | 7.1 | 7.8 | 8.4 | 0 | 2022-11-02 | 7.1 | 7.8 | 8.4 | 9.1 | 9.9 | 10.6 | 11.3 | 12.1 | 12.9 | 13.7 | 14.6 | 15.5 | 16.5 | 0
2022-11-03 | 1.5 | 1.9 | 2.3 | 2.7 | 3.1 | 3.4 | 3.8 | 4.2 | 4.7 | 5.1 | 5.5 | 5.9 | 6.4 | 0 | 2022-11-03 | 5.5 | 5.9 | 6.4 | 6.9 | 7.4 | 8 | 8.6 | 9.2 | 9.9 | 10.6 | 11.2 | 12 | 12.8 | 0 | 2022-11-03 | 11.2 | 12 | 12.8 | 13.5 | 14.4 | 15.2 | 16.1 | 16.9 | 17.9 | 18.8 | 19.8 | 20.8 | 21.8 | 0
2022-11-04 | 0 | 0 | 0 | 0 | 0 | 0 | 0 | 0 | 0 | 0 | 0.2 | 0.6 | 0.9 | 0 | 2022-11-04 | 0.2 | 0.6 | 0.9 | 1.3 | 1.7 | 2.1 | 2.5 | 2.9 | 3.3 | 3.7 | 4.2 | 4.7 | 5.2 | 0 | 2022-11-04 | 4.2 | 4.7 | 5.2 | 5.8 | 6.4 | 7.1 | 7.8 | 8.5 | 9.3 | 10 | 10.8 | 11.6 | 12.5 | 0
2022-11-05 | 0 | 0 | 0 | 0 | 0 | 0 | 0 | 0 | 0 | 0 | 0 | 0 | 0 | 0 | 2022-11-05 | 0 | 0 | 0 | 0 | 0 | 0 | 0 | 0.1 | 0.2 | 0.4 | 0.7 | 1 | 1.4 | 0 | 2022-11-05 | 0.7 | 1 | 1.4 | 1.7 | 2.1 | 2.4 | 2.8 | 3.3 | 3.8 | 4.3 | 4.9 | 5.5 | 6.1 | 0
2022-11-06 | 0 | 0 | 0 | 0 | 0 | 0 | 0 | 0 | 0 | 0 | 0 | 0 | 0 | 0 | 2022-11-06 | 0 | 0 | 0 | 0 | 0 | 0 | 0 | 0 | 0 | 0 | 0 | 0 | 0 | 0 | 2022-11-06 | 0 | 0 | 0 | 0 | 0 | 0 | 0 | 0 | 0.1 | 0.4 | 0.8 | 1.4 | 2 | 0
2022-11-07 | 0 | 0 | 0 | 0 | 0 | 0 | 0 | 0 | 0 | 0 | 0 | 0 | 0 | 0 | 2022-11-07 | 0 | 0 | 0 | 0 | 0 | 0.1 | 0.2 | 0.3 | 0.4 | 0.5 | 0.7 | 0.8 | 1 | 0 | 2022-11-07 | 0.7 | 0.8 | 1 | 1.2 | 1.4 | 1.6 | 1.9 | 2.1 | 2.4 | 2.8 | 3.1 | 3.6 | 4.4 | 0
2022-11-08 | 0.1 | 0.2 | 0.3 | 0.5 | 0.7 | 0.9 | 1.2 | 1.6 | 2.1 | 2.7 | 3.4 | 4 | 4.8 | 0 | 2022-11-08 | 3.4 | 4 | 4.8 | 5.6 | 6.5 | 7.4 | 8.4 | 9.4 | 10.4 | 11.4 | 12.4 | 13.4 | 14.4 | 0 | 2022-11-08 | 12.4 | 13.4 | 14.4 | 15.4 | 16.4 | 17.4 | 18.4 | 19.4 | 20.4 | 21.4 | 22.4 | 23.4 | 24.4 | 0
2022-11-09 | 3 | 3.4 | 3.8 | 4.3 | 4.8 | 5.5 | 6.2 | 6.9 | 7.6 | 8.4 | 9.2 | 10 | 10.9 | 0 | 2022-11-09 | 9.2 | 10 | 10.9 | 11.8 | 12.8 | 13.8 | 14.8 | 15.8 | 16.8 | 17.8 | 18.8 | 19.8 | 20.8 | 0 | 2022-11-09 | 18.8 | 19.8 | 20.8 | 21.8 | 22.8 | 23.8 | 24.8 | 25.8 | 26.8 | 27.8 | 28.8 | 29.8 | 30.8 | 0
2022-11-10 | 0 | 0 | 0.1 | 0.2 | 0.3 | 0.6 | 0.9 | 1.2 | 1.5 | 1.8 | 2.1 | 2.5 | 2.8 | 0 | 2022-11-10 | 2.1 | 2.5 | 2.8 | 3.2 | 3.5 | 3.9 | 4.3 | 4.8 | 5.3 | 5.9 | 6.5 | 7.2 | 7.9 | 0 | 2022-11-10 | 6.5 | 7.2 | 7.9 | 8.6 | 9.3 | 10.1 | 10.9 | 11.7 | 12.6 | 13.5 | 14.5 | 15.5 | 16.5 | 0
2022-11-11 | 0 | 0 | 0 | 0 | 0 | 0 | 0 | 0 | 0 | 0 | 0 | 0 | 0 | 0 | 2022-11-11 | 0 | 0 | 0 | 0 | 0 | 0 | 0.1 | 0.3 | 0.5 | 0.7 | 1 | 1.4 | 1.7 | 0 | 2022-11-11 | 1 | 1.4 | 1.7 | 2.1 | 2.5 | 2.9 | 3.3 | 3.8 | 4.5 | 5.2 | 5.9 | 6.7 | 7.6 | 0
2022-11-12 | 0 | 0 | 0 | 0 | 0 | 0 | 0 | 0 | 0 | 0 | 0 | 0 | 0 | 0 | 2022-11-12 | 0 | 0 | 0 | 0 | 0 | 0 | 0.1 | 0.2 | 0.3 | 0.5 | 0.7 | 0.9 | 1.2 | 0 | 2022-11-12 | 0.7 | 0.9 | 1.2 | 1.5 | 1.8 | 2.1 | 2.4 | 2.7 | 3.1 | 3.4 | 3.8 | 4.2 | 4.7 | 0
2022-11-13 | 0 | 0 | 0.1 | 0.2 | 0.3 | 0.4 | 0.6 | 0.8 | 1 | 1.3 | 1.6 | 1.9 | 2.5 | 0 | 2022-11-13 | 1.6 | 1.9 | 2.5 | 3.2 | 4.1 | 5.1 | 6.1 | 7.1 | 8.1 | 9.1 | 10.1 | 11.1 | 12.1 | 0 | 2022-11-13 | 10.1 | 11.1 | 12.1 | 13.1 | 14.1 | 15.1 | 16.1 | 17.1 | 18.1 | 19.1 | 20.1 | 21.1 | 22.1 | 0
2022-11-14 | 4.1 | 4.8 | 5.6 | 6.4 | 7.3 | 8.3 | 9.3 | 10.3 | 11.3 | 12.3 | 13.3 | 14.3 | 15.3 | 0 | 2022-11-14 | 13.3 | 14.3 | 15.3 | 16.3 | 17.3 | 18.3 | 19.3 | 20.3 | 21.3 | 22.3 | 23.3 | 24.3 | 25.3 | 0 | 2022-11-14 | 23.3 | 24.3 | 25.3 | 26.3 | 27.3 | 28.3 | 29.3 | 30.3 | 31.3 | 32.3 | 33.3 | 34.3 | 35.3 | 0
2022-11-15 | 6.4 | 7.1 | 7.9 | 8.8 | 9.7 | 10.7 | 11.7 | 12.7 | 13.7 | 14.7 | 15.7 | 16.7 | 17.7 | 0 | 2022-11-15 | 15.7 | 16.7 | 17.7 | 18.7 | 19.7 | 20.7 | 21.7 | 22.7 | 23.7 | 24.7 | 25.7 | 26.7 | 27.7 | 0 | 2022-11-15 | 25.7 | 26.7 | 27.7 | 28.7 | 29.7 | 30.7 | 31.7 | 32.7 | 33.7 | 34.7 | 35.7 | 36.7 | 37.7 | 0
2022-11-16 | 0.8 | 1 | 1.4 | 1.9 | 2.4 | 3 | 3.6 | 4.3 | 5.1 | 5.8 | 6.6 | 7.4 | 8.3 | 0 | 2022-11-16 | 6.6 | 7.4 | 8.3 | 9.1 | 9.9 | 10.8 | 11.7 | 12.6 | 13.6 | 14.6 | 15.6 | 16.6 | 17.6 | 0 | 2022-11-16 | 15.6 | 16.6 | 17.6 | 18.6 | 19.6 | 20.6 | 21.6 | 22.6 | 23.6 | 24.6 | 25.6 | 26.6 | 27.6 | 0
2022-11-17 | 1.2 | 1.7 | 2.4 | 3.1 | 3.8 | 4.6 | 5.4 | 6.3 | 7.3 | 8.3 | 9.3 | 10.3 | 11.3 | 0 | 2022-11-17 | 9.3 | 10.3 | 11.3 | 12.3 | 13.3 | 14.3 | 15.3 | 16.3 | 17.3 | 18.3 | 19.3 | 20.3 | 21.3 | 0 | 2022-11-17 | 19.3 | 20.3 | 21.3 | 22.3 | 23.3 | 24.3 | 25.3 | 26.3 | 27.3 | 28.3 | 29.3 | 30.3 | 31.3 | 0
2022-11-18 | 3.7 | 4.4 | 5.2 | 5.9 | 6.7 | 7.5 | 8.4 | 9.4 | 10.4 | 11.4 | 12.4 | 13.4 | 14.4 | 0 | 2022-11-18 | 12.4 | 13.4 | 14.4 | 15.4 | 16.4 | 17.4 | 18.4 | 19.4 | 20.4 | 21.4 | 22.4 | 23.4 | 24.4 | 0 | 2022-11-18 | 22.4 | 23.4 | 24.4 | 25.4 | 26.4 | 27.4 | 28.4 | 29.4 | 30.4 | 31.4 | 32.4 | 33.4 | 34.4 | 0
2022-11-19 | 5.5 | 6.2 | 7 | 7.8 | 8.7 | 9.6 | 10.6 | 11.6 | 12.6 | 13.6 | 14.6 | 15.6 | 16.6 | 0 | 2022-11-19 | 14.6 | 15.6 | 16.6 | 17.6 | 18.6 | 19.6 | 20.6 | 21.6 | 22.6 | 23.6 | 24.6 | 25.6 | 26.6 | 0 | 2022-11-19 | 24.6 | 25.6 | 26.6 | 27.6 | 28.6 | 29.6 | 30.6 | 31.6 | 32.6 | 33.6 | 34.6 | 35.6 | 36.6 | 0
2022-11-20 | 6.8 | 7.8 | 8.8 | 9.8 | 10.8 | 11.8 | 12.8 | 13.8 | 14.8 | 15.8 | 16.8 | 17.8 | 18.8 | 0 | 2022-11-20 | 16.8 | 17.8 | 18.8 | 19.8 | 20.8 | 21.8 | 22.8 | 23.8 | 24.8 | 25.8 | 26.8 | 27.8 | 28.8 | 0 | 2022-11-20 | 26.8 | 27.8 | 28.8 | 29.8 | 30.8 | 31.8 | 32.8 | 33.8 | 34.8 | 35.8 | 36.8 | 37.8 | 38.8 | 0
2022-11-21 | 7.1 | 8.1 | 9.1 | 10.1 | 11.1 | 12.1 | 13.1 | 14.1 | 15.1 | 16.1 | 17.1 | 18.1 | 19.1 | 0 | 2022-11-21 | 17.1 | 18.1 | 19.1 | 20.1 | 21.1 | 22.1 | 23.1 | 24.1 | 25.1 | 26.1 | 27.1 | 28.1 | 29.1 | 0 | 2022-11-21 | 27.1 | 28.1 | 29.1 | 30.1 | 31.1 | 32.1 | 33.1 | 34.1 | 35.1 | 36.1 | 37.1 | 38.1 | 39.1 | 0
2022-11-22 | 3.2 | 3.8 | 4.5 | 5.2 | 5.9 | 6.6 | 7.3 | 8.1 | 8.9 | 9.8 | 10.7 | 11.7 | 12.7 | 0 | 2022-11-22 | 10.7 | 11.7 | 12.7 | 13.7 | 14.7 | 15.7 | 16.7 | 17.7 | 18.7 | 19.7 | 20.7 | 21.7 | 22.7 | 0 | 2022-11-22 | 20.7 | 21.7 | 22.7 | 23.7 | 24.7 | 25.7 | 26.7 | 27.7 | 28.7 | 29.7 | 30.7 | 31.7 | 32.7 | 0
2022-11-23 | 4.7 | 5.4 | 6 | 6.6 | 7.3 | 7.9 | 8.6 | 9.3 | 10 | 10.8 | 11.5 | 12.3 | 13.2 | 0 | 2022-11-23 | 11.5 | 12.3 | 13.2 | 14.2 | 15.2 | 16.2 | 17.2 | 18.2 | 19.2 | 20.2 | 21.2 | 22.2 | 23.2 | 0 | 2022-11-23 | 21.2 | 22.2 | 23.2 | 24.2 | 25.2 | 26.2 | 27.2 | 28.2 | 29.2 | 30.2 | 31.2 | 32.2 | 33.2 | 0
2022-11-24 | 5.7 | 6.3 | 7 | 7.7 | 8.4 | 9.2 | 10 | 10.8 | 11.7 | 12.6 | 13.6 | 14.6 | 15.6 | 0 | 2022-11-24 | 13.6 | 14.6 | 15.6 | 16.6 | 17.6 | 18.6 | 19.6 | 20.6 | 21.6 | 22.6 | 23.6 | 24.6 | 25.6 | 0 | 2022-11-24 | 23.6 | 24.6 | 25.6 | 26.6 | 27.6 | 28.6 | 29.6 | 30.6 | 31.6 | 32.6 | 33.6 | 34.6 | 35.6 | 0
2022-11-25 | 0.1 | 0.2 | 0.3 | 0.4 | 0.5 | 0.8 | 1.1 | 1.5 | 2 | 2.6 | 3.3 | 4 | 4.7 | 0 | 2022-11-25 | 3.3 | 4 | 4.7 | 5.7 | 6.7 | 7.7 | 8.7 | 9.7 | 10.7 | 11.7 | 12.7 | 13.7 | 14.7 | 0 | 2022-11-25 | 12.7 | 13.7 | 14.7 | 15.7 | 16.7 | 17.7 | 18.7 | 19.7 | 20.7 | 21.7 | 22.7 | 23.7 | 24.7 | 0
2022-11-26 | 0.1 | 0.3 | 0.5 | 0.7 | 1.1 | 1.5 | 1.9 | 2.3 | 2.9 | 3.6 | 4.4 | 5.2 | 6 | 0 | 2022-11-26 | 4.4 | 5.2 | 6 | 6.9 | 7.8 | 8.8 | 9.8 | 10.8 | 11.8 | 12.8 | 13.8 | 14.8 | 15.8 | 0 | 2022-11-26 | 13.8 | 14.8 | 15.8 | 16.8 | 17.8 | 18.8 | 19.8 | 20.8 | 21.8 | 22.8 | 23.8 | 24.8 | 25.8 | 0
2022-11-27 | 0 | 0 | 0 | 0.1 | 0.3 | 0.6 | 0.9 | 1.2 | 1.6 | 2 | 2.5 | 3 | 3.6 | 0 | 2022-11-27 | 2.5 | 3 | 3.6 | 4.2 | 4.9 | 5.7 | 6.6 | 7.5 | 8.4 | 9.4 | 10.4 | 11.4 | 12.4 | 0 | 2022-11-27 | 10.4 | 11.4 | 12.4 | 13.4 | 14.4 | 15.4 | 16.4 | 17.4 | 18.4 | 19.4 | 20.4 | 21.4 | 22.4 | 0
2022-11-28 | 0.4 | 0.5 | 0.7 | 0.9 | 1.1 | 1.4 | 1.7 | 2 | 2.3 | 2.7 | 3 | 3.4 | 3.8 | 0 | 2022-11-28 | 3 | 3.4 | 3.8 | 4.4 | 5.3 | 6.3 | 7.3 | 8.3 | 9.3 | 10.3 | 11.3 | 12.3 | 13.3 | 0 | 2022-11-28 | 11.3 | 12.3 | 13.3 | 14.3 | 15.3 | 16.3 | 17.3 | 18.3 | 19.3 | 20.3 | 21.3 | 22.3 | 23.3 | 0
2022-11-29 | 5.3 | 6 | 6.9 | 7.8 | 8.8 | 9.8 | 10.8 | 11.8 | 12.8 | 13.8 | 14.8 | 15.8 | 16.8 | 0 | 2022-11-29 | 14.8 | 15.8 | 16.8 | 17.8 | 18.8 | 19.8 | 20.8 | 21.8 | 22.8 | 23.8 | 24.8 | 25.8 | 26.8 | 0 | 2022-11-29 | 24.8 | 25.8 | 26.8 | 27.8 | 28.8 | 29.8 | 30.8 | 31.8 | 32.8 | 33.8 | 34.8 | 35.8 | 36.8 | 0
2022-11-30 | 1.7 | 2.1 | 2.5 | 2.9 | 3.3 | 3.8 | 4.2 | 4.7 | 5.2 | 5.8 | 6.3 | 6.9 | 7.6 | 0 | 2022-11-30 | 6.3 | 6.9 | 7.6 | 8.2 | 8.9 | 9.6 | 10.3 | 11 | 11.7 | 12.4 | 13.3 | 14.3 | 15.3 | 0 | 2022-11-30 | 13.3 | 14.3 | 15.3 | 16.3 | 17.3 | 18.3 | 19.3 | 20.3 | 21.3 | 22.3 | 23.3 | 24.3 | 25.3 | 0
2022-12-01 | 1.6 | 2.2 | 2.8 | 3.6 | 4.5 | 5.5 | 6.5 | 7.5 | 8.5 | 9.5 | 10.5 | 11.5 | 12.5 | 0 | 2022-12-01 | 10.5 | 11.5 | 12.5 | 13.5 | 14.5 | 15.5 | 16.5 | 17.5 | 18.5 | 19.5 | 20.5 | 21.5 | 22.5 | 0 | 2022-12-01 | 20.5 | 21.5 | 22.5 | 23.5 | 24.5 | 25.5 | 26.5 | 27.5 | 28.5 | 29.5 | 30.5 | 31.5 | 32.5 | 0
2022-12-02 | 3.4 | 3.9 | 4.6 | 5.4 | 6.2 | 7 | 7.9 | 8.9 | 9.9 | 10.9 | 11.9 | 12.9 | 13.9 | 0 | 2022-12-02 | 11.9 | 12.9 | 13.9 | 14.9 | 15.9 | 16.9 | 17.9 | 18.9 | 19.9 | 20.9 | 21.9 | 22.9 | 23.9 | 0 | 2022-12-02 | 21.9 | 22.9 | 23.9 | 24.9 | 25.9 | 26.9 | 27.9 | 28.9 | 29.9 | 30.9 | 31.9 | 32.9 | 33.9 | 0
2022-12-03 | 0 | 0.1 | 0.2 | 0.4 | 0.7 | 1 | 1.4 | 1.7 | 2.1 | 2.6 | 3 | 3.5 | 4 | 0 | 2022-12-03 | 3 | 3.5 | 4 | 4.5 | 5 | 5.5 | 6.1 | 6.7 | 7.2 | 8.1 | 9 | 10 | 11 | 0 | 2022-12-03 | 9 | 10 | 11 | 12 | 13 | 14 | 15 | 16 | 17 | 18 | 19 | 20 | 21 | 0
2022-12-04 | 3.7 | 4.4 | 5.1 | 6 | 7 | 8 | 9 | 10 | 11 | 12 | 13 | 14 | 15 | 0 | 2022-12-04 | 13 | 14 | 15 | 16 | 17 | 18 | 19 | 20 | 21 | 22 | 23 | 24 | 25 | 0 | 2022-12-04 | 23 | 24 | 25 | 26 | 27 | 28 | 29 | 30 | 31 | 32 | 33 | 34 | 35 | 0
2022-12-05 | 6.7 | 7.3 | 7.9 | 8.6 | 9.3 | 10 | 10.8 | 11.6 | 12.4 | 13.3 | 14.2 | 15.2 | 16.2 | 0 | 2022-12-05 | 14.2 | 15.2 | 16.2 | 17.2 | 18.2 | 19.2 | 20.2 | 21.2 | 22.2 | 23.2 | 24.2 | 25.2 | 26.2 | 0 | 2022-12-05 | 24.2 | 25.2 | 26.2 | 27.2 | 28.2 | 29.2 | 30.2 | 31.2 | 32.2 | 33.2 | 34.2 | 35.2 | 36.2 | 0
2022-12-06 | 2.8 | 3.2 | 3.6 | 4 | 4.4 | 4.9 | 5.3 | 5.8 | 6.3 | 6.7 | 7.2 | 7.7 | 8.2 | 0 | 2022-12-06 | 7.2 | 7.7 | 8.2 | 8.9 | 9.7 | 10.5 | 11.3 | 12.2 | 13.2 | 14.2 | 15.2 | 16.2 | 17.2 | 0 | 2022-12-06 | 15.2 | 16.2 | 17.2 | 18.2 | 19.2 | 20.2 | 21.2 | 22.2 | 23.2 | 24.2 | 25.2 | 26.2 | 27.2 | 0
2022-12-07 | 0 | 0 | 0 | 0 | 0 | 0 | 0 | 0 | 0 | 0 | 0 | 0 | 0 | 0 | 2022-12-07 | 0 | 0 | 0 | 0.3 | 0.6 | 1 | 1.4 | 1.8 | 2.3 | 2.9 | 3.5 | 4.5 | 5.5 | 0 | 2022-12-07 | 3.5 | 4.5 | 5.5 | 6.5 | 7.5 | 8.5 | 9.5 | 10.5 | 11.5 | 12.5 | 13.5 | 14.5 | 15.5 | 0
2022-12-08 | 0.6 | 0.8 | 1.1 | 1.3 | 1.6 | 1.9 | 2.2 | 2.5 | 2.9 | 3.3 | 3.8 | 4.4 | 5 | 0 | 2022-12-08 | 3.8 | 4.4 | 5 | 5.8 | 6.7 | 7.6 | 8.5 | 9.5 | 10.5 | 11.5 | 12.5 | 13.5 | 14.5 | 0 | 2022-12-08 | 12.5 | 13.5 | 14.5 | 15.5 | 16.5 | 17.5 | 18.5 | 19.5 | 20.5 | 21.5 | 22.5 | 23.5 | 24.5 | 0
2022-12-09 | 4.2 | 4.9 | 5.6 | 6.4 | 7.2 | 8 | 8.8 | 9.7 | 10.6 | 11.6 | 12.6 | 13.6 | 14.6 | 0 | 2022-12-09 | 12.6 | 13.6 | 14.6 | 15.6 | 16.6 | 17.6 | 18.6 | 19.6 | 20.6 | 21.6 | 22.6 | 23.6 | 24.6 | 0 | 2022-12-09 | 22.6 | 23.6 | 24.6 | 25.6 | 26.6 | 27.6 | 28.6 | 29.6 | 30.6 | 31.6 | 32.6 | 33.6 | 34.6 | 0
2022-12-10 | 8 | 9 | 10 | 11 | 12 | 13 | 14 | 15 | 16 | 17 | 18 | 19 | 20 | 0 | 2022-12-10 | 18 | 19 | 20 | 21 | 22 | 23 | 24 | 25 | 26 | 27 | 28 | 29 | 30 | 0 | 2022-12-10 | 28 | 29 | 30 | 31 | 32 | 33 | 34 | 35 | 36 | 37 | 38 | 39 | 40 | 0
2022-12-11 | 12 | 13 | 14 | 15 | 16 | 17 | 18 | 19 | 20 | 21 | 22 | 23 | 24 | 0 | 2022-12-11 | 22 | 23 | 24 | 25 | 26 | 27 | 28 | 29 | 30 | 31 | 32 | 33 | 34 | 0 | 2022-12-11 | 32 | 33 | 34 | 35 | 36 | 37 | 38 | 39 | 40 | 41 | 42 | 43 | 44 | 0
2022-12-12 | 12.5 | 13.5 | 14.5 | 15.5 | 16.5 | 17.5 | 18.5 | 19.5 | 20.5 | 21.5 | 22.5 | 23.5 | 24.5 | 0 | 2022-12-12 | 22.5 | 23.5 | 24.5 | 25.5 | 26.5 | 27.5 | 28.5 | 29.5 | 30.5 | 31.5 | 32.5 | 33.5 | 34.5 | 0 | 2022-12-12 | 32.5 | 33.5 | 34.5 | 35.5 | 36.5 | 37.5 | 38.5 | 39.5 | 40.5 | 41.5 | 42.5 | 43.5 | 44.5 | 0
2022-12-13 | 9.1 | 10 | 11 | 12 | 13 | 14 | 15 | 16 | 17 | 18 | 19 | 20 | 21 | 0 | 2022-12-13 | 19 | 20 | 21 | 22 | 23 | 24 | 25 | 26 | 27 | 28 | 29 | 30 | 31 | 0 | 2022-12-13 | 29 | 30 | 31 | 32 | 33 | 34 | 35 | 36 | 37 | 38 | 39 | 40 | 41 | 0
2022-12-14 | 8.8 | 9.8 | 10.8 | 11.8 | 12.8 | 13.8 | 14.8 | 15.8 | 16.8 | 17.8 | 18.8 | 19.8 | 20.8 | 0 | 2022-12-14 | 18.8 | 19.8 | 20.8 | 21.8 | 22.8 | 23.8 | 24.8 | 25.8 | 26.8 | 27.8 | 28.8 | 29.8 | 30.8 | 0 | 2022-12-14 | 28.8 | 29.8 | 30.8 | 31.8 | 32.8 | 33.8 | 34.8 | 35.8 | 36.8 | 37.8 | 38.8 | 39.8 | 40.8 | 0
2022-12-15 | 3 | 3.6 | 4.4 | 5.3 | 6.2 | 7.2 | 8.2 | 9.2 | 10.2 | 11.2 | 12.2 | 13.2 | 14.2 | 0 | 2022-12-15 | 12.2 | 13.2 | 14.2 | 15.2 | 16.2 | 17.2 | 18.2 | 19.2 | 20.2 | 21.2 | 22.2 | 23.2 | 24.2 | 0 | 2022-12-15 | 22.2 | 23.2 | 24.2 | 25.2 | 26.2 | 27.2 | 28.2 | 29.2 | 30.2 | 31.2 | 32.2 | 33.2 | 34.2 | 0
2022-12-16 | 0.1 | 0.2 | 0.3 | 0.4 | 0.8 | 1.4 | 2.4 | 3.4 | 4.4 | 5.4 | 6.4 | 7.4 | 8.4 | 0 | 2022-12-16 | 6.4 | 7.4 | 8.4 | 9.4 | 10.4 | 11.4 | 12.4 | 13.4 | 14.4 | 15.4 | 16.4 | 17.4 | 18.4 | 0 | 2022-12-16 | 16.4 | 17.4 | 18.4 | 19.4 | 20.4 | 21.4 | 22.4 | 23.4 | 24.4 | 25.4 | 26.4 | 27.4 | 28.4 | 0
2022-12-17 | 1.6 | 2.3 | 3.1 | 3.9 | 4.8 | 5.8 | 6.8 | 7.8 | 8.8 | 9.8 | 10.8 | 11.8 | 12.8 | 2 | 2022-12-17 | 10.8 | 11.8 | 12.8 | 13.8 | 14.8 | 15.8 | 16.8 | 17.8 | 18.8 | 19.8 | 20.8 | 21.8 | 22.8 | 2 | 2022-12-17 | 20.8 | 21.8 | 22.8 | 23.8 | 24.8 | 25.8 | 26.8 | 27.8 | 28.8 | 29.8 | 30.8 | 31.8 | 32.8 | 2
2022-12-18 | 4.5 | 5.4 | 6.4 | 7.4 | 8.4 | 9.4 | 10.4 | 11.4 | 12.4 | 13.4 | 14.4 | 15.4 | 16.4 | 0 | 2022-12-18 | 14.4 | 15.4 | 16.4 | 17.4 | 18.4 | 19.4 | 20.4 | 21.4 | 22.4 | 23.4 | 24.4 | 25.4 | 26.4 | 0 | 2022-12-18 | 24.4 | 25.4 | 26.4 | 27.4 | 28.4 | 29.4 | 30.4 | 31.4 | 32.4 | 33.4 | 34.4 | 35.4 | 36.4 | 0
2022-12-19 | 5.5 | 6.3 | 7.2 | 8.2 | 9.2 | 10.2 | 11.2 | 12.2 | 13.2 | 14.2 | 15.2 | 16.2 | 17.2 | 0 | 2022-12-19 | 15.2 | 16.2 | 17.2 | 18.2 | 19.2 | 20.2 | 21.2 | 22.2 | 23.2 | 24.2 | 25.2 | 26.2 | 27.2 | 0 | 2022-12-19 | 25.2 | 26.2 | 27.2 | 28.2 | 29.2 | 30.2 | 31.2 | 32.2 | 33.2 | 34.2 | 35.2 | 36.2 | 37.2 | 0
2022-12-20 | 6.9 | 7.8 | 8.8 | 9.8 | 10.8 | 11.8 | 12.8 | 13.8 | 14.8 | 15.8 | 16.8 | 17.8 | 18.8 | 0 | 2022-12-20 | 16.8 | 17.8 | 18.8 | 19.8 | 20.8 | 21.8 | 22.8 | 23.8 | 24.8 | 25.8 | 26.8 | 27.8 | 28.8 | 0 | 2022-12-20 | 26.8 | 27.8 | 28.8 | 29.8 | 30.8 | 31.8 | 32.8 | 33.8 | 34.8 | 35.8 | 36.8 | 37.8 | 38.8 | 0
2022-12-21 | 10.5 | 11.5 | 12.5 | 13.5 | 14.5 | 15.5 | 16.5 | 17.5 | 18.5 | 19.5 | 20.5 | 21.5 | 22.5 | 0 | 2022-12-21 | 20.5 | 21.5 | 22.5 | 23.5 | 24.5 | 25.5 | 26.5 | 27.5 | 28.5 | 29.5 | 30.5 | 31.5 | 32.5 | 0 | 2022-12-21 | 30.5 | 31.5 | 32.5 | 33.5 | 34.5 | 35.5 | 36.5 | 37.5 | 38.5 | 39.5 | 40.5 | 41.5 | 42.5 | 0
2022-12-22 | 6.4 | 6.9 | 7.5 | 8.1 | 8.9 | 9.8 | 10.7 | 11.7 | 12.7 | 13.7 | 14.7 | 15.7 | 16.7 | 0 | 2022-12-22 | 14.7 | 15.7 | 16.7 | 17.7 | 18.7 | 19.7 | 20.7 | 21.7 | 22.7 | 23.7 | 24.7 | 25.7 | 26.7 | 0 | 2022-12-22 | 24.7 | 25.7 | 26.7 | 27.7 | 28.7 | 29.7 | 30.7 | 31.7 | 32.7 | 33.7 | 34.7 | 35.7 | 36.7 | 0
2022-12-23 | 2.3 | 2.5 | 2.8 | 3 | 3.2 | 3.5 | 3.7 | 4 | 4.3 | 4.7 | 5.1 | 5.5 | 6.1 | 0 | 2022-12-23 | 5.1 | 5.5 | 6.1 | 6.7 | 7.2 | 7.9 | 8.6 | 9.3 | 10.1 | 10.9 | 11.8 | 12.8 | 13.8 | 0 | 2022-12-23 | 11.8 | 12.8 | 13.8 | 14.8 | 15.8 | 16.8 | 17.8 | 18.8 | 19.8 | 20.8 | 21.8 | 22.8 | 23.8 | 0
2022-12-24 | 23.5 | 24.5 | 25.5 | 26.5 | 27.5 | 28.5 | 29.5 | 30.5 | 31.5 | 32.5 | 33.5 | 34.5 | 35.5 | 0 | 2022-12-24 | 33.5 | 34.5 | 35.5 | 36.5 | 37.5 | 38.5 | 39.5 | 40.5 | 41.5 | 42.5 | 43.5 | 44.5 | 45.5 | 0 | 2022-12-24 | 43.5 | 44.5 | 45.5 | 46.5 | 47.5 | 48.5 | 49.5 | 50.5 | 51.5 | 52.5 | 53.5 | 54.5 | 55.5 | 0
2022-12-25 | 18.8 | 19.8 | 20.8 | 21.8 | 22.8 | 23.8 | 24.8 | 25.8 | 26.8 | 27.8 | 28.8 | 29.8 | 30.8 | 0 | 2022-12-25 | 28.8 | 29.8 | 30.8 | 31.8 | 32.8 | 33.8 | 34.8 | 35.8 | 36.8 | 37.8 | 38.8 | 39.8 | 40.8 | 0 | 2022-12-25 | 38.8 | 39.8 | 40.8 | 41.8 | 42.8 | 43.8 | 44.8 | 45.8 | 46.8 | 47.8 | 48.8 | 49.8 | 50.8 | 0
2022-12-26 | 12.7 | 13.7 | 14.7 | 15.7 | 16.7 | 17.7 | 18.7 | 19.7 | 20.7 | 21.7 | 22.7 | 23.7 | 24.7 | 0 | 2022-12-26 | 22.7 | 23.7 | 24.7 | 25.7 | 26.7 | 27.7 | 28.7 | 29.7 | 30.7 | 31.7 | 32.7 | 33.7 | 34.7 | 0 | 2022-12-26 | 32.7 | 33.7 | 34.7 | 35.7 | 36.7 | 37.7 | 38.7 | 39.7 | 40.7 | 41.7 | 42.7 | 43.7 | 44.7 | 0
2022-12-27 | 10.3 | 11.3 | 12.3 | 13.3 | 14.3 | 15.3 | 16.3 | 17.3 | 18.3 | 19.3 | 20.3 | 21.3 | 22.3 | 0 | 2022-12-27 | 20.3 | 21.3 | 22.3 | 23.3 | 24.3 | 25.3 | 26.3 | 27.3 | 28.3 | 29.3 | 30.3 | 31.3 | 32.3 | 0 | 2022-12-27 | 30.3 | 31.3 | 32.3 | 33.3 | 34.3 | 35.3 | 36.3 | 37.3 | 38.3 | 39.3 | 40.3 | 41.3 | 42.3 | 0
2022-12-28 | 7.9 | 8.6 | 9.4 | 10.2 | 11.2 | 12.2 | 13.2 | 14.2 | 15.2 | 16.2 | 17.2 | 18.2 | 19.2 | 0 | 2022-12-28 | 17.2 | 18.2 | 19.2 | 20.2 | 21.2 | 22.2 | 23.2 | 24.2 | 25.2 | 26.2 | 27.2 | 28.2 | 29.2 | 0 | 2022-12-28 | 27.2 | 28.2 | 29.2 | 30.2 | 31.2 | 32.2 | 33.2 | 34.2 | 35.2 | 36.2 | 37.2 | 38.2 | 39.2 | 0
2022-12-29 | 5.6 | 6.3 | 7 | 7.7 | 8.4 | 9.1 | 9.9 | 10.7 | 11.5 | 12.3 | 13.1 | 14 | 14.8 | 0 | 2022-12-29 | 13.1 | 14 | 14.8 | 15.7 | 16.6 | 17.5 | 18.5 | 19.5 | 20.5 | 21.5 | 22.5 | 23.5 | 24.5 | 0 | 2022-12-29 | 22.5 | 23.5 | 24.5 | 25.5 | 26.5 | 27.5 | 28.5 | 29.5 | 30.5 | 31.5 | 32.5 | 33.5 | 34.5 | 0
2022-12-30 | 0.9 | 1.1 | 1.4 | 1.7 | 2 | 2.3 | 2.7 | 3.1 | 3.4 | 3.9 | 4.3 | 4.8 | 5.3 | 0 | 2022-12-30 | 4.3 | 4.8 | 5.3 | 5.9 | 6.5 | 7.1 | 7.7 | 8.3 | 9 | 9.7 | 10.5 | 11.3 | 12.1 | 0 | 2022-12-30 | 10.5 | 11.3 | 12.1 | 12.9 | 13.8 | 14.7 | 15.7 | 16.7 | 17.7 | 18.7 | 19.7 | 20.7 | 21.7 | 0
2022-12-31 | 0 | 0 | 0 | 0 | 0 | 0 | 0 | 0 | 0 | 0.1 | 0.2 | 0.4 | 0.6 | 0 | 2022-12-31 | 0.2 | 0.4 | 0.6 | 1 | 1.3 | 1.7 | 2.3 | 3.2 | 4.2 | 5.2 | 6.2 | 7.2 | 8.2 | 0 | 2022-12-31 | 6.2 | 7.2 | 8.2 | 9.2 | 10.2 | 11.2 | 12.2 | 13.2 | 14.2 | 15.2 | 16.2 | 17.2 | 18.2 | 0
2023-01-01 | 0 | 0.1 | 0.3 | 0.5 | 0.7 | 0.9 | 1.2 | 1.4 | 1.7 | 2.1 | 2.4 | 2.8 | 3.2 | 0 | 2023-01-01 | 2.4 | 2.8 | 3.2 | 3.8 | 4.4 | 5.2 | 6.1 | 7.1 | 8.1 | 9.1 | 10.1 | 11.1 | 12.1 | 0 | 2023-01-01 | 10.1 | 11.1 | 12.1 | 13.1 | 14.1 | 15.1 | 16.1 | 17.1 | 18.1 | 19.1 | 20.1 | 21.1 | 22.1 | 0
2023-01-02 | 4.8 | 5.5 | 6.2 | 6.8 | 7.5 | 8.2 | 9 | 9.7 | 10.5 | 11.2 | 12.1 | 12.9 | 13.8 | 0 | 2023-01-02 | 12.1 | 12.9 | 13.8 | 14.8 | 15.8 | 16.8 | 17.8 | 18.8 | 19.8 | 20.8 | 21.8 | 22.8 | 23.8 | 0 | 2023-01-02 | 21.8 | 22.8 | 23.8 | 24.8 | 25.8 | 26.8 | 27.8 | 28.8 | 29.8 | 30.8 | 31.8 | 32.8 | 33.8 | 0
2023-01-03 | 3.4 | 4.4 | 5.4 | 6.4 | 7.4 | 8.4 | 9.4 | 10.4 | 11.4 | 12.4 | 13.4 | 14.4 | 15.4 | 0 | 2023-01-03 | 13.4 | 14.4 | 15.4 | 16.4 | 17.4 | 18.4 | 19.4 | 20.4 | 21.4 | 22.4 | 23.4 | 24.4 | 25.4 | 0 | 2023-01-03 | 23.4 | 24.4 | 25.4 | 26.4 | 27.4 | 28.4 | 29.4 | 30.4 | 31.4 | 32.4 | 33.4 | 34.4 | 35.4 | 0
2023-01-04 | 0 | 0.3 | 0.7 | 1.1 | 1.5 | 2 | 2.7 | 3.6 | 4.6 | 5.6 | 6.6 | 7.6 | 8.6 | 0 | 2023-01-04 | 6.6 | 7.6 | 8.6 | 9.6 | 10.6 | 11.6 | 12.6 | 13.6 | 14.6 | 15.6 | 16.6 | 17.6 | 18.6 | 0 | 2023-01-04 | 16.6 | 17.6 | 18.6 | 19.6 | 20.6 | 21.6 | 22.6 | 23.6 | 24.6 | 25.6 | 26.6 | 27.6 | 28.6 | 0
2023-01-05 | 1.1 | 1.7 | 2.3 | 3 | 3.8 | 4.5 | 5.3 | 6.2 | 7.2 | 8.2 | 9.2 | 10.2 | 11.2 | 0 | 2023-01-05 | 9.2 | 10.2 | 11.2 | 12.2 | 13.2 | 14.2 | 15.2 | 16.2 | 17.2 | 18.2 | 19.2 | 20.2 | 21.2 | 0 | 2023-01-05 | 19.2 | 20.2 | 21.2 | 22.2 | 23.2 | 24.2 | 25.2 | 26.2 | 27.2 | 28.2 | 29.2 | 30.2 | 31.2 | 0
2023-01-06 | 5 | 6 | 7 | 8 | 9 | 10 | 11 | 12 | 13 | 14 | 15 | 16 | 17 | 0 | 2023-01-06 | 15 | 16 | 17 | 18 | 19 | 20 | 21 | 22 | 23 | 24 | 25 | 26 | 27 | 0 | 2023-01-06 | 25 | 26 | 27 | 28 | 29 | 30 | 31 | 32 | 33 | 34 | 35 | 36 | 37 | 0
2023-01-07 | 4.2 | 5 | 5.8 | 6.7 | 7.6 | 8.6 | 9.6 | 10.6 | 11.6 | 12.6 | 13.6 | 14.6 | 15.6 | 0 | 2023-01-07 | 13.6 | 14.6 | 15.6 | 16.6 | 17.6 | 18.6 | 19.6 | 20.6 | 21.6 | 22.6 | 23.6 | 24.6 | 25.6 | 0 | 2023-01-07 | 23.6 | 24.6 | 25.6 | 26.6 | 27.6 | 28.6 | 29.6 | 30.6 | 31.6 | 32.6 | 33.6 | 34.6 | 35.6 | 0
2023-01-08 | 9 | 10 | 11 | 12 | 13 | 14 | 15 | 16 | 17 | 18 | 19 | 20 | 21 | 0 | 2023-01-08 | 19 | 20 | 21 | 22 | 23 | 24 | 25 | 26 | 27 | 28 | 29 | 30 | 31 | 0 | 2023-01-08 | 29 | 30 | 31 | 32 | 33 | 34 | 35 | 36 | 37 | 38 | 39 | 40 | 41 | 0
2023-01-09 | 6 | 6.8 | 7.6 | 8.5 | 9.4 | 10.4 | 11.4 | 12.4 | 13.4 | 14.4 | 15.4 | 16.4 | 17.4 | 0 | 2023-01-09 | 15.4 | 16.4 | 17.4 | 18.4 | 19.4 | 20.4 | 21.4 | 22.4 | 23.4 | 24.4 | 25.4 | 26.4 | 27.4 | 0 | 2023-01-09 | 25.4 | 26.4 | 27.4 | 28.4 | 29.4 | 30.4 | 31.4 | 32.4 | 33.4 | 34.4 | 35.4 | 36.4 | 37.4 | 0
2023-01-10 | 5.2 | 6 | 6.8 | 7.7 | 8.7 | 9.7 | 10.7 | 11.7 | 12.7 | 13.7 | 14.7 | 15.7 | 16.7 | 0 | 2023-01-10 | 14.7 | 15.7 | 16.7 | 17.7 | 18.7 | 19.7 | 20.7 | 21.7 | 22.7 | 23.7 | 24.7 | 25.7 | 26.7 | 0 | 2023-01-10 | 24.7 | 25.7 | 26.7 | 27.7 | 28.7 | 29.7 | 30.7 | 31.7 | 32.7 | 33.7 | 34.7 | 35.7 | 36.7 | 0
2023-01-11 | 11.1 | 12.1 | 13.1 | 14.1 | 15.1 | 16.1 | 17.1 | 18.1 | 19.1 | 20.1 | 21.1 | 22.1 | 23.1 | 0 | 2023-01-11 | 21.1 | 22.1 | 23.1 | 24.1 | 25.1 | 26.1 | 27.1 | 28.1 | 29.1 | 30.1 | 31.1 | 32.1 | 33.1 | 0 | 2023-01-11 | 31.1 | 32.1 | 33.1 | 34.1 | 35.1 | 36.1 | 37.1 | 38.1 | 39.1 | 40.1 | 41.1 | 42.1 | 43.1 | 0
2023-01-12 | 5.2 | 5.9 | 6.6 | 7.3 | 8.2 | 9.1 | 10 | 10.9 | 11.9 | 12.8 | 13.8 | 14.8 | 15.8 | 0 | 2023-01-12 | 13.8 | 14.8 | 15.8 | 16.8 | 17.8 | 18.8 | 19.8 | 20.8 | 21.8 | 22.8 | 23.8 | 24.8 | 25.8 | 0 | 2023-01-12 | 23.8 | 24.8 | 25.8 | 26.8 | 27.8 | 28.8 | 29.8 | 30.8 | 31.8 | 32.8 | 33.8 | 34.8 | 35.8 | 0
2023-01-13 | 0 | 0.1 | 0.1 | 0.2 | 0.3 | 0.4 | 0.5 | 0.6 | 0.8 | 1 | 1.2 | 1.4 | 1.7 | 0 | 2023-01-13 | 1.2 | 1.4 | 1.7 | 1.9 | 2.3 | 2.6 | 3 | 3.4 | 3.9 | 4.6 | 5.6 | 6.6 | 7.6 | 0 | 2023-01-13 | 5.6 | 6.6 | 7.6 | 8.6 | 9.6 | 10.6 | 11.6 | 12.6 | 13.6 | 14.6 | 15.6 | 16.6 | 17.6 | 0
2023-01-14 | 5.2 | 6.2 | 7.2 | 8.2 | 9.2 | 10.2 | 11.2 | 12.2 | 13.2 | 14.2 | 15.2 | 16.2 | 17.2 | 0 | 2023-01-14 | 15.2 | 16.2 | 17.2 | 18.2 | 19.2 | 20.2 | 21.2 | 22.2 | 23.2 | 24.2 | 25.2 | 26.2 | 27.2 | 0 | 2023-01-14 | 25.2 | 26.2 | 27.2 | 28.2 | 29.2 | 30.2 | 31.2 | 32.2 | 33.2 | 34.2 | 35.2 | 36.2 | 37.2 | 0
2023-01-15 | 4.6 | 5.6 | 6.6 | 7.6 | 8.6 | 9.6 | 10.6 | 11.6 | 12.6 | 13.6 | 14.6 | 15.6 | 16.6 | 0 | 2023-01-15 | 14.6 | 15.6 | 16.6 | 17.6 | 18.6 | 19.6 | 20.6 | 21.6 | 22.6 | 23.6 | 24.6 | 25.6 | 26.6 | 0 | 2023-01-15 | 24.6 | 25.6 | 26.6 | 27.6 | 28.6 | 29.6 | 30.6 | 31.6 | 32.6 | 33.6 | 34.6 | 35.6 | 36.6 | 0
2023-01-16 | 6.5 | 7.5 | 8.5 | 9.5 | 10.5 | 11.5 | 12.5 | 13.5 | 14.5 | 15.5 | 16.5 | 17.5 | 18.5 | 0 | 2023-01-16 | 16.5 | 17.5 | 18.5 | 19.5 | 20.5 | 21.5 | 22.5 | 23.5 | 24.5 | 25.5 | 26.5 | 27.5 | 28.5 | 0 | 2023-01-16 | 26.5 | 27.5 | 28.5 | 29.5 | 30.5 | 31.5 | 32.5 | 33.5 | 34.5 | 35.5 | 36.5 | 37.5 | 38.5 | 0
2023-01-17 | 3.4 | 3.9 | 4.3 | 4.9 | 5.6 | 6.3 | 7 | 7.8 | 8.6 | 9.4 | 10.3 | 11.2 | 12.2 | 0 | 2023-01-17 | 10.3 | 11.2 | 12.2 | 13.2 | 14.2 | 15.2 | 16.2 | 17.2 | 18.2 | 19.2 | 20.2 | 21.2 | 22.2 | 0 | 2023-01-17 | 20.2 | 21.2 | 22.2 | 23.2 | 24.2 | 25.2 | 26.2 | 27.2 | 28.2 | 29.2 | 30.2 | 31.2 | 32.2 | 0
2023-01-18 | 0.1 | 0.2 | 0.5 | 0.8 | 1.3 | 1.9 | 2.4 | 3.1 | 3.7 | 4.5 | 5.2 | 6.1 | 7 | 0 | 2023-01-18 | 5.2 | 6.1 | 7 | 8 | 9 | 10 | 11 | 12 | 13 | 14 | 15 | 16 | 17 | 0 | 2023-01-18 | 15 | 16 | 17 | 18 | 19 | 20 | 21 | 22 | 23 | 24 | 25 | 26 | 27 | 0
2023-01-19 | 2.1 | 2.9 | 3.9 | 4.9 | 5.9 | 6.9 | 7.9 | 8.9 | 9.9 | 10.9 | 11.9 | 12.9 | 13.9 | 0 | 2023-01-19 | 11.9 | 12.9 | 13.9 | 14.9 | 15.9 | 16.9 | 17.9 | 18.9 | 19.9 | 20.9 | 21.9 | 22.9 | 23.9 | 0 | 2023-01-19 | 21.9 | 22.9 | 23.9 | 24.9 | 25.9 | 26.9 | 27.9 | 28.9 | 29.9 | 30.9 | 31.9 | 32.9 | 33.9 | 0
2023-01-20 | 5.2 | 6.2 | 7.2 | 8.2 | 9.2 | 10.2 | 11.2 | 12.2 | 13.2 | 14.2 | 15.2 | 16.2 | 17.2 | 0 | 2023-01-20 | 15.2 | 16.2 | 17.2 | 18.2 | 19.2 | 20.2 | 21.2 | 22.2 | 23.2 | 24.2 | 25.2 | 26.2 | 27.2 | 0 | 2023-01-20 | 25.2 | 26.2 | 27.2 | 28.2 | 29.2 | 30.2 | 31.2 | 32.2 | 33.2 | 34.2 | 35.2 | 36.2 | 37.2 | 0
2023-01-21 | 8.1 | 9.1 | 10.1 | 11.1 | 12.1 | 13.1 | 14.1 | 15.1 | 16.1 | 17.1 | 18.1 | 19.1 | 20.1 | 0 | 2023-01-21 | 18.1 | 19.1 | 20.1 | 21.1 | 22.1 | 23.1 | 24.1 | 25.1 | 26.1 | 27.1 | 28.1 | 29.1 | 30.1 | 0 | 2023-01-21 | 28.1 | 29.1 | 30.1 | 31.1 | 32.1 | 33.1 | 34.1 | 35.1 | 36.1 | 37.1 | 38.1 | 39.1 | 40.1 | 0
2023-01-22 | 7.2 | 8.2 | 9.2 | 10.2 | 11.2 | 12.2 | 13.2 | 14.2 | 15.2 | 16.2 | 17.2 | 18.2 | 19.2 | 0 | 2023-01-22 | 17.2 | 18.2 | 19.2 | 20.2 | 21.2 | 22.2 | 23.2 | 24.2 | 25.2 | 26.2 | 27.2 | 28.2 | 29.2 | 0 | 2023-01-22 | 27.2 | 28.2 | 29.2 | 30.2 | 31.2 | 32.2 | 33.2 | 34.2 | 35.2 | 36.2 | 37.2 | 38.2 | 39.2 | 0
2023-01-23 | 5 | 6 | 7 | 8 | 9 | 10 | 11 | 12 | 13 | 14 | 15 | 16 | 17 | 0 | 2023-01-23 | 15 | 16 | 17 | 18 | 19 | 20 | 21 | 22 | 23 | 24 | 25 | 26 | 27 | 0 | 2023-01-23 | 25 | 26 | 27 | 28 | 29 | 30 | 31 | 32 | 33 | 34 | 35 | 36 | 37 | 0
2023-01-24 | 5.2 | 6.2 | 7.2 | 8.2 | 9.2 | 10.2 | 11.2 | 12.2 | 13.2 | 14.2 | 15.2 | 16.2 | 17.2 | 0 | 2023-01-24 | 15.2 | 16.2 | 17.2 | 18.2 | 19.2 | 20.2 | 21.2 | 22.2 | 23.2 | 24.2 | 25.2 | 26.2 | 27.2 | 0 | 2023-01-24 | 25.2 | 26.2 | 27.2 | 28.2 | 29.2 | 30.2 | 31.2 | 32.2 | 33.2 | 34.2 | 35.2 | 36.2 | 37.2 | 0
2023-01-25 | 5.7 | 6.7 | 7.7 | 8.7 | 9.7 | 10.7 | 11.7 | 12.7 | 13.7 | 14.7 | 15.7 | 16.7 | 17.7 | 0 | 2023-01-25 | 15.7 | 16.7 | 17.7 | 18.7 | 19.7 | 20.7 | 21.7 | 22.7 | 23.7 | 24.7 | 25.7 | 26.7 | 27.7 | 0 | 2023-01-25 | 25.7 | 26.7 | 27.7 | 28.7 | 29.7 | 30.7 | 31.7 | 32.7 | 33.7 | 34.7 | 35.7 | 36.7 | 37.7 | 0
2023-01-26 | 0.5 | 0.9 | 1.3 | 1.8 | 2.4 | 3 | 3.8 | 4.7 | 5.6 | 6.5 | 7.5 | 8.4 | 9.4 | 0 | 2023-01-26 | 7.5 | 8.4 | 9.4 | 10.4 | 11.4 | 12.4 | 13.4 | 14.4 | 15.4 | 16.4 | 17.4 | 18.4 | 19.4 | 0 | 2023-01-26 | 17.4 | 18.4 | 19.4 | 20.4 | 21.4 | 22.4 | 23.4 | 24.4 | 25.4 | 26.4 | 27.4 | 28.4 | 29.4 | 0
2023-01-27 | 5.3 | 6.1 | 7.1 | 8.1 | 9.1 | 10.1 | 11.1 | 12.1 | 13.1 | 14.1 | 15.1 | 16.1 | 17.1 | 0 | 2023-01-27 | 15.1 | 16.1 | 17.1 | 18.1 | 19.1 | 20.1 | 21.1 | 22.1 | 23.1 | 24.1 | 25.1 | 26.1 | 27.1 | 0 | 2023-01-27 | 25.1 | 26.1 | 27.1 | 28.1 | 29.1 | 30.1 | 31.1 | 32.1 | 33.1 | 34.1 | 35.1 | 36.1 | 37.1 | 0
2023-01-28 | 4.1 | 4.8 | 5.4 | 6 | 6.7 | 7.4 | 8.1 | 8.8 | 9.6 | 10.4 | 11.2 | 12 | 13 | 0 | 2023-01-28 | 11.2 | 12 | 13 | 14 | 15 | 16 | 17 | 18 | 19 | 20 | 21 | 22 | 23 | 0 | 2023-01-28 | 21 | 22 | 23 | 24 | 25 | 26 | 27 | 28 | 29 | 30 | 31 | 32 | 33 | 0
2023-01-29 | 3.3 | 3.7 | 4.1 | 4.5 | 5 | 5.4 | 5.9 | 6.4 | 6.9 | 7.5 | 8.2 | 8.8 | 9.5 | 0 | 2023-01-29 | 8.2 | 8.8 | 9.5 | 10.4 | 11.3 | 12.3 | 13.3 | 14.3 | 15.3 | 16.3 | 17.3 | 18.3 | 19.3 | 0 | 2023-01-29 | 17.3 | 18.3 | 19.3 | 20.3 | 21.3 | 22.3 | 23.3 | 24.3 | 25.3 | 26.3 | 27.3 | 28.3 | 29.3 | 0
2023-01-30 | 0.7 | 1.1 | 1.5 | 2.1 | 2.7 | 3.4 | 4.1 | 4.9 | 5.7 | 6.5 | 7.5 | 8.4 | 9.4 | 0 | 2023-01-30 | 7.5 | 8.4 | 9.4 | 10.4 | 11.4 | 12.4 | 13.4 | 14.4 | 15.4 | 16.4 | 17.4 | 18.4 | 19.4 | 0 | 2023-01-30 | 17.4 | 18.4 | 19.4 | 20.4 | 21.4 | 22.4 | 23.4 | 24.4 | 25.4 | 26.4 | 27.4 | 28.4 | 29.4 | 0
2023-01-31 | 7 | 8 | 9 | 10 | 11 | 12 | 13 | 14 | 15 | 16 | 17 | 18 | 19 | 0 | 2023-01-31 | 17 | 18 | 19 | 20 | 21 | 22 | 23 | 24 | 25 | 26 | 27 | 28 | 29 | 0 | 2023-01-31 | 27 | 28 | 29 | 30 | 31 | 32 | 33 | 34 | 35 | 36 | 37 | 38 | 39 | 0
2023-02-01 | 13.6 | 14.6 | 15.6 | 16.6 | 17.6 | 18.6 | 19.6 | 20.6 | 21.6 | 22.6 | 23.6 | 24.6 | 25.6 | 0 | 2023-02-01 | 23.6 | 24.6 | 25.6 | 26.6 | 27.6 | 28.6 | 29.6 | 30.6 | 31.6 | 32.6 | 33.6 | 34.6 | 35.6 | 0 | 2023-02-01 | 33.6 | 34.6 | 35.6 | 36.6 | 37.6 | 38.6 | 39.6 | 40.6 | 41.6 | 42.6 | 43.6 | 44.6 | 45.6 | 0
2023-02-02 | 8.9 | 9.9 | 10.9 | 11.9 | 12.9 | 13.9 | 14.9 | 15.9 | 16.9 | 17.9 | 18.9 | 19.9 | 20.9 | 0 | 2023-02-02 | 18.9 | 19.9 | 20.9 | 21.9 | 22.9 | 23.9 | 24.9 | 25.9 | 26.9 | 27.9 | 28.9 | 29.9 | 30.9 | 0 | 2023-02-02 | 28.9 | 29.9 | 30.9 | 31.9 | 32.9 | 33.9 | 34.9 | 35.9 | 36.9 | 37.9 | 38.9 | 39.9 | 40.9 | 0
2023-02-03 | 22.9 | 23.9 | 24.9 | 25.9 | 26.9 | 27.9 | 28.9 | 29.9 | 30.9 | 31.9 | 32.9 | 33.9 | 34.9 | 0 | 2023-02-03 | 32.9 | 33.9 | 34.9 | 35.9 | 36.9 | 37.9 | 38.9 | 39.9 | 40.9 | 41.9 | 42.9 | 43.9 | 44.9 | 0 | 2023-02-03 | 42.9 | 43.9 | 44.9 | 45.9 | 46.9 | 47.9 | 48.9 | 49.9 | 50.9 | 51.9 | 52.9 | 53.9 | 54.9 | 0
2023-02-04 | 35.2 | 36.2 | 37.2 | 38.2 | 39.2 | 40.2 | 41.2 | 42.2 | 43.2 | 44.2 | 45.2 | 46.2 | 47.2 | 0 | 2023-02-04 | 45.2 | 46.2 | 47.2 | 48.2 | 49.2 | 50.2 | 51.2 | 52.2 | 53.2 | 54.2 | 55.2 | 56.2 | 57.2 | 0 | 2023-02-04 | 55.2 | 56.2 | 57.2 | 58.2 | 59.2 | 60.2 | 61.2 | 62.2 | 63.2 | 64.2 | 65.2 | 66.2 | 67.2 | 0
2023-02-05 | 6.7 | 7.2 | 7.7 | 8.3 | 9 | 9.7 | 10.4 | 11.2 | 11.9 | 12.8 | 13.6 | 14.5 | 15.4 | 0 | 2023-02-05 | 13.6 | 14.5 | 15.4 | 16.4 | 17.4 | 18.4 | 19.4 | 20.4 | 21.4 | 22.4 | 23.4 | 24.4 | 25.4 | 0 | 2023-02-05 | 23.4 | 24.4 | 25.4 | 26.4 | 27.4 | 28.4 | 29.4 | 30.4 | 31.4 | 32.4 | 33.4 | 34.4 | 35.4 | 0
2023-02-06 | 3.8 | 4.4 | 5 | 5.6 | 6.3 | 6.9 | 7.7 | 8.4 | 9.2 | 10.1 | 11.1 | 12.1 | 13.1 | 0 | 2023-02-06 | 11.1 | 12.1 | 13.1 | 14.1 | 15.1 | 16.1 | 17.1 | 18.1 | 19.1 | 20.1 | 21.1 | 22.1 | 23.1 | 0 | 2023-02-06 | 21.1 | 22.1 | 23.1 | 24.1 | 25.1 | 26.1 | 27.1 | 28.1 | 29.1 | 30.1 | 31.1 | 32.1 | 33.1 | 0
2023-02-07 | 8.6 | 9.6 | 10.6 | 11.6 | 12.6 | 13.6 | 14.6 | 15.6 | 16.6 | 17.6 | 18.6 | 19.6 | 20.6 | 0 | 2023-02-07 | 18.6 | 19.6 | 20.6 | 21.6 | 22.6 | 23.6 | 24.6 | 25.6 | 26.6 | 27.6 | 28.6 | 29.6 | 30.6 | 0 | 2023-02-07 | 28.6 | 29.6 | 30.6 | 31.6 | 32.6 | 33.6 | 34.6 | 35.6 | 36.6 | 37.6 | 38.6 | 39.6 | 40.6 | 0
2023-02-08 | 1.4 | 1.9 | 2.4 | 3 | 3.7 | 4.4 | 5.1 | 5.9 | 6.7 | 7.5 | 8.4 | 9.4 | 10.4 | 0 | 2023-02-08 | 8.4 | 9.4 | 10.4 | 11.4 | 12.4 | 13.4 | 14.4 | 15.4 | 16.4 | 17.4 | 18.4 | 19.4 | 20.4 | 0 | 2023-02-08 | 18.4 | 19.4 | 20.4 | 21.4 | 22.4 | 23.4 | 24.4 | 25.4 | 26.4 | 27.4 | 28.4 | 29.4 | 30.4 | 0
2023-02-09 | 4.5 | 4.9 | 5.3 | 5.7 | 6.1 | 6.7 | 7.3 | 8 | 8.8 | 9.6 | 10.5 | 11.4 | 12.4 | 0 | 2023-02-09 | 10.5 | 11.4 | 12.4 | 13.4 | 14.4 | 15.4 | 16.4 | 17.4 | 18.4 | 19.4 | 20.4 | 21.4 | 22.4 | 0 | 2023-02-09 | 20.4 | 21.4 | 22.4 | 23.4 | 24.4 | 25.4 | 26.4 | 27.4 | 28.4 | 29.4 | 30.4 | 31.4 | 32.4 | 0
2023-02-10 | 1 | 1.2 | 1.5 | 1.9 | 2.4 | 3 | 3.5 | 4.1 | 4.8 | 5.4 | 6.1 | 6.8 | 7.5 | 0 | 2023-02-10 | 6.1 | 6.8 | 7.5 | 8.2 | 8.9 | 9.7 | 10.5 | 11.2 | 12.1 | 12.9 | 13.8 | 14.8 | 15.8 | 0 | 2023-02-10 | 13.8 | 14.8 | 15.8 | 16.8 | 17.8 | 18.8 | 19.8 | 20.8 | 21.8 | 22.8 | 23.8 | 24.8 | 25.8 | 0
2023-02-11 | 2.3 | 2.9 | 3.4 | 4.1 | 4.8 | 5.6 | 6.5 | 7.5 | 8.5 | 9.5 | 10.5 | 11.5 | 12.5 | 0 | 2023-02-11 | 10.5 | 11.5 | 12.5 | 13.5 | 14.5 | 15.5 | 16.5 | 17.5 | 18.5 | 19.5 | 20.5 | 21.5 | 22.5 | 0 | 2023-02-11 | 20.5 | 21.5 | 22.5 | 23.5 | 24.5 | 25.5 | 26.5 | 27.5 | 28.5 | 29.5 | 30.5 | 31.5 | 32.5 | 0
2023-02-12 | 4.3 | 4.9 | 5.5 | 6.2 | 6.8 | 7.5 | 8.2 | 9 | 9.8 | 10.5 | 11.4 | 12.2 | 13.2 | 0 | 2023-02-12 | 11.4 | 12.2 | 13.2 | 14.2 | 15.2 | 16.2 | 17.2 | 18.2 | 19.2 | 20.2 | 21.2 | 22.2 | 23.2 | 0 | 2023-02-12 | 21.2 | 22.2 | 23.2 | 24.2 | 25.2 | 26.2 | 27.2 | 28.2 | 29.2 | 30.2 | 31.2 | 32.2 | 33.2 | 0
2023-02-13 | 2.7 | 3.4 | 4.1 | 4.8 | 5.6 | 6.6 | 7.6 | 8.6 | 9.6 | 10.6 | 11.6 | 12.6 | 13.6 | 0 | 2023-02-13 | 11.6 | 12.6 | 13.6 | 14.6 | 15.6 | 16.6 | 17.6 | 18.6 | 19.6 | 20.6 | 21.6 | 22.6 | 23.6 | 0 | 2023-02-13 | 21.6 | 22.6 | 23.6 | 24.6 | 25.6 | 26.6 | 27.6 | 28.6 | 29.6 | 30.6 | 31.6 | 32.6 | 33.6 | 0
2023-02-14 | 3.2 | 3.7 | 4.2 | 4.8 | 5.4 | 6 | 6.6 | 7.3 | 8 | 8.7 | 9.5 | 10.3 | 11.2 | 0 | 2023-02-14 | 9.5 | 10.3 | 11.2 | 12.1 | 13.1 | 14.1 | 15.1 | 16.1 | 17.1 | 18.1 | 19.1 | 20.1 | 21.1 | 0 | 2023-02-14 | 19.1 | 20.1 | 21.1 | 22.1 | 23.1 | 24.1 | 25.1 | 26.1 | 27.1 | 28.1 | 29.1 | 30.1 | 31.1 | 0
2023-02-15 | 3.4 | 3.8 | 4.1 | 4.5 | 4.9 | 5.3 | 5.7 | 6.1 | 6.6 | 7 | 7.5 | 8 | 8.5 | 0 | 2023-02-15 | 7.5 | 8 | 8.5 | 9.1 | 9.7 | 10.5 | 11.2 | 12 | 12.8 | 13.6 | 14.5 | 15.4 | 16.4 | 0 | 2023-02-15 | 14.5 | 15.4 | 16.4 | 17.4 | 18.4 | 19.4 | 20.4 | 21.4 | 22.4 | 23.4 | 24.4 | 25.4 | 26.4 | 0
2023-02-16 | 0 | 0 | 0 | 0 | 0 | 0 | 0 | 0 | 0 | 0 | 0 | 0.1 | 0.3 | 1 | 2023-02-16 | 0 | 0.1 | 0.3 | 0.5 | 0.7 | 1 | 1.4 | 2 | 2.6 | 3.2 | 3.9 | 4.5 | 5.3 | 1 | 2023-02-16 | 3.9 | 4.5 | 5.3 | 6.3 | 7.3 | 8.3 | 9.3 | 10.3 | 11.3 | 12.3 | 13.3 | 14.3 | 15.3 | 1
2023-02-17 | 2.1 | 2.3 | 2.6 | 2.9 | 3.1 | 3.4 | 3.7 | 4 | 4.2 | 4.6 | 5.1 | 5.6 | 6.2 | 0 | 2023-02-17 | 5.1 | 5.6 | 6.2 | 6.9 | 7.6 | 8.4 | 9.2 | 10 | 10.9 | 11.7 | 12.6 | 13.6 | 14.6 | 0 | 2023-02-17 | 12.6 | 13.6 | 14.6 | 15.6 | 16.6 | 17.6 | 18.6 | 19.6 | 20.6 | 21.6 | 22.6 | 23.6 | 24.6 | 0
2023-02-18 | 8.9 | 9.8 | 10.8 | 11.8 | 12.8 | 13.8 | 14.8 | 15.8 | 16.8 | 17.8 | 18.8 | 19.8 | 20.8 | 0 | 2023-02-18 | 18.8 | 19.8 | 20.8 | 21.8 | 22.8 | 23.8 | 24.8 | 25.8 | 26.8 | 27.8 | 28.8 | 29.8 | 30.8 | 0 | 2023-02-18 | 28.8 | 29.8 | 30.8 | 31.8 | 32.8 | 33.8 | 34.8 | 35.8 | 36.8 | 37.8 | 38.8 | 39.8 | 40.8 | 0
2023-02-19 | 3.3 | 3.7 | 4.1 | 4.6 | 5.1 | 5.8 | 6.5 | 7.3 | 8.2 | 9.2 | 10.2 | 11.2 | 12.2 | 0 | 2023-02-19 | 10.2 | 11.2 | 12.2 | 13.2 | 14.2 | 15.2 | 16.2 | 17.2 | 18.2 | 19.2 | 20.2 | 21.2 | 22.2 | 0 | 2023-02-19 | 20.2 | 21.2 | 22.2 | 23.2 | 24.2 | 25.2 | 26.2 | 27.2 | 28.2 | 29.2 | 30.2 | 31.2 | 32.2 | 0
2023-02-20 | 0 | 0 | 0 | 0 | 0.1 | 0.2 | 0.3 | 0.4 | 0.6 | 0.9 | 1.4 | 2 | 2.6 | 0 | 2023-02-20 | 1.4 | 2 | 2.6 | 3.2 | 3.9 | 4.6 | 5.3 | 6 | 6.8 | 7.6 | 8.5 | 9.4 | 10.3 | 0 | 2023-02-20 | 8.5 | 9.4 | 10.3 | 11.3 | 12.3 | 13.3 | 14.3 | 15.3 | 16.3 | 17.3 | 18.3 | 19.3 | 20.3 | 0
2023-02-21 | 2.4 | 3.2 | 4.1 | 5 | 6 | 7 | 8 | 9 | 10 | 11 | 12 | 13 | 14 | 0 | 2023-02-21 | 12 | 13 | 14 | 15 | 16 | 17 | 18 | 19 | 20 | 21 | 22 | 23 | 24 | 0 | 2023-02-21 | 22 | 23 | 24 | 25 | 26 | 27 | 28 | 29 | 30 | 31 | 32 | 33 | 34 | 0
2023-02-22 | 2.9 | 3.6 | 4.3 | 5.1 | 6 | 7 | 8 | 9 | 10 | 11 | 12 | 13 | 14 | 0 | 2023-02-22 | 12 | 13 | 14 | 15 | 16 | 17 | 18 | 19 | 20 | 21 | 22 | 23 | 24 | 0 | 2023-02-22 | 22 | 23 | 24 | 25 | 26 | 27 | 28 | 29 | 30 | 31 | 32 | 33 | 34 | 0
2023-02-23 | 11.1 | 12.1 | 13.1 | 14.1 | 15.1 | 16.1 | 17.1 | 18.1 | 19.1 | 20.1 | 21.1 | 22.1 | 23.1 | 0 | 2023-02-23 | 21.1 | 22.1 | 23.1 | 24.1 | 25.1 | 26.1 | 27.1 | 28.1 | 29.1 | 30.1 | 31.1 | 32.1 | 33.1 | 0 | 2023-02-23 | 31.1 | 32.1 | 33.1 | 34.1 | 35.1 | 36.1 | 37.1 | 38.1 | 39.1 | 40.1 | 41.1 | 42.1 | 43.1 | 0
2023-02-24 | 10.9 | 11.9 | 12.9 | 13.9 | 14.9 | 15.9 | 16.9 | 17.9 | 18.9 | 19.9 | 20.9 | 21.9 | 22.9 | 0 | 2023-02-24 | 20.9 | 21.9 | 22.9 | 23.9 | 24.9 | 25.9 | 26.9 | 27.9 | 28.9 | 29.9 | 30.9 | 31.9 | 32.9 | 0 | 2023-02-24 | 30.9 | 31.9 | 32.9 | 33.9 | 34.9 | 35.9 | 36.9 | 37.9 | 38.9 | 39.9 | 40.9 | 41.9 | 42.9 | 0
2023-02-25 | 23.4 | 24.4 | 25.4 | 26.4 | 27.4 | 28.4 | 29.4 | 30.4 | 31.4 | 32.4 | 33.4 | 34.4 | 35.4 | 0 | 2023-02-25 | 33.4 | 34.4 | 35.4 | 36.4 | 37.4 | 38.4 | 39.4 | 40.4 | 41.4 | 42.4 | 43.4 | 44.4 | 45.4 | 0 | 2023-02-25 | 43.4 | 44.4 | 45.4 | 46.4 | 47.4 | 48.4 | 49.4 | 50.4 | 51.4 | 52.4 | 53.4 | 54.4 | 55.4 | 0
2023-02-26 | 14.9 | 15.9 | 16.9 | 17.9 | 18.9 | 19.9 | 20.9 | 21.9 | 22.9 | 23.9 | 24.9 | 25.9 | 26.9 | 0 | 2023-02-26 | 24.9 | 25.9 | 26.9 | 27.9 | 28.9 | 29.9 | 30.9 | 31.9 | 32.9 | 33.9 | 34.9 | 35.9 | 36.9 | 0 | 2023-02-26 | 34.9 | 35.9 | 36.9 | 37.9 | 38.9 | 39.9 | 40.9 | 41.9 | 42.9 | 43.9 | 44.9 | 45.9 | 46.9 | 0
2023-02-27 | 10.4 | 11.4 | 12.4 | 13.4 | 14.4 | 15.4 | 16.4 | 17.4 | 18.4 | 19.4 | 20.4 | 21.4 | 22.4 | 0 | 2023-02-27 | 20.4 | 21.4 | 22.4 | 23.4 | 24.4 | 25.4 | 26.4 | 27.4 | 28.4 | 29.4 | 30.4 | 31.4 | 32.4 | 0 | 2023-02-27 | 30.4 | 31.4 | 32.4 | 33.4 | 34.4 | 35.4 | 36.4 | 37.4 | 38.4 | 39.4 | 40.4 | 41.4 | 42.4 | 0
2023-02-28 | 7 | 8 | 9 | 10 | 11 | 12 | 13 | 14 | 15 | 16 | 17 | 18 | 19 | 0 | 2023-02-28 | 17 | 18 | 19 | 20 | 21 | 22 | 23 | 24 | 25 | 26 | 27 | 28 | 29 | 0 | 2023-02-28 | 27 | 28 | 29 | 30 | 31 | 32 | 33 | 34 | 35 | 36 | 37 | 38 | 39 | 0
2023-03-01 | 4.3 | 5.1 | 5.9 | 6.8 | 7.8 | 8.8 | 9.8 | 10.8 | 11.8 | 12.8 | 13.8 | 14.8 | 15.8 | 0 | 2023-03-01 | 13.8 | 14.8 | 15.8 | 16.8 | 17.8 | 18.8 | 19.8 | 20.8 | 21.8 | 22.8 | 23.8 | 24.8 | 25.8 | 0 | 2023-03-01 | 23.8 | 24.8 | 25.8 | 26.8 | 27.8 | 28.8 | 29.8 | 30.8 | 31.8 | 32.8 | 33.8 | 34.8 | 35.8 | 0
2023-03-02 | 1.2 | 2 | 2.9 | 3.8 | 4.8 | 5.8 | 6.8 | 7.8 | 8.8 | 9.8 | 10.8 | 11.8 | 12.8 | 0 | 2023-03-02 | 10.8 | 11.8 | 12.8 | 13.8 | 14.8 | 15.8 | 16.8 | 17.8 | 18.8 | 19.8 | 20.8 | 21.8 | 22.8 | 0 | 2023-03-02 | 20.8 | 21.8 | 22.8 | 23.8 | 24.8 | 25.8 | 26.8 | 27.8 | 28.8 | 29.8 | 30.8 | 31.8 | 32.8 | 0
2023-03-03 | 2.4 | 3.1 | 3.8 | 4.6 | 5.4 | 6.4 | 7.4 | 8.4 | 9.4 | 10.4 | 11.4 | 12.4 | 13.4 | 0 | 2023-03-03 | 11.4 | 12.4 | 13.4 | 14.4 | 15.4 | 16.4 | 17.4 | 18.4 | 19.4 | 20.4 | 21.4 | 22.4 | 23.4 | 0 | 2023-03-03 | 21.4 | 22.4 | 23.4 | 24.4 | 25.4 | 26.4 | 27.4 | 28.4 | 29.4 | 30.4 | 31.4 | 32.4 | 33.4 | 0
2023-03-04 | 5.2 | 6.2 | 7.2 | 8.2 | 9.2 | 10.2 | 11.2 | 12.2 | 13.2 | 14.2 | 15.2 | 16.2 | 17.2 | 0 | 2023-03-04 | 15.2 | 16.2 | 17.2 | 18.2 | 19.2 | 20.2 | 21.2 | 22.2 | 23.2 | 24.2 | 25.2 | 26.2 | 27.2 | 0 | 2023-03-04 | 25.2 | 26.2 | 27.2 | 28.2 | 29.2 | 30.2 | 31.2 | 32.2 | 33.2 | 34.2 | 35.2 | 36.2 | 37.2 | 0
2023-03-05 | 3.8 | 4.6 | 5.4 | 6.4 | 7.4 | 8.4 | 9.4 | 10.4 | 11.4 | 12.4 | 13.4 | 14.4 | 15.4 | 0 | 2023-03-05 | 13.4 | 14.4 | 15.4 | 16.4 | 17.4 | 18.4 | 19.4 | 20.4 | 21.4 | 22.4 | 23.4 | 24.4 | 25.4 | 0 | 2023-03-05 | 23.4 | 24.4 | 25.4 | 26.4 | 27.4 | 28.4 | 29.4 | 30.4 | 31.4 | 32.4 | 33.4 | 34.4 | 35.4 | 0
2023-03-06 | 1.2 | 1.8 | 2.3 | 3 | 3.7 | 4.5 | 5.4 | 6.4 | 7.4 | 8.4 | 9.4 | 10.4 | 11.4 | 0 | 2023-03-06 | 9.4 | 10.4 | 11.4 | 12.4 | 13.4 | 14.4 | 15.4 | 16.4 | 17.4 | 18.4 | 19.4 | 20.4 | 21.4 | 0 | 2023-03-06 | 19.4 | 20.4 | 21.4 | 22.4 | 23.4 | 24.4 | 25.4 | 26.4 | 27.4 | 28.4 | 29.4 | 30.4 | 31.4 | 0
2023-03-07 | 6.1 | 7.1 | 8.1 | 9.1 | 10.1 | 11.1 | 12.1 | 13.1 | 14.1 | 15.1 | 16.1 | 17.1 | 18.1 | 0 | 2023-03-07 | 16.1 | 17.1 | 18.1 | 19.1 | 20.1 | 21.1 | 22.1 | 23.1 | 24.1 | 25.1 | 26.1 | 27.1 | 28.1 | 0 | 2023-03-07 | 26.1 | 27.1 | 28.1 | 29.1 | 30.1 | 31.1 | 32.1 | 33.1 | 34.1 | 35.1 | 36.1 | 37.1 | 38.1 | 0
2023-03-08 | 3.4 | 4 | 4.7 | 5.4 | 6.1 | 6.9 | 7.8 | 8.7 | 9.6 | 10.6 | 11.6 | 12.6 | 13.6 | 0 | 2023-03-08 | 11.6 | 12.6 | 13.6 | 14.6 | 15.6 | 16.6 | 17.6 | 18.6 | 19.6 | 20.6 | 21.6 | 22.6 | 23.6 | 0 | 2023-03-08 | 21.6 | 22.6 | 23.6 | 24.6 | 25.6 | 26.6 | 27.6 | 28.6 | 29.6 | 30.6 | 31.6 | 32.6 | 33.6 | 0
2023-03-09 | 1.9 | 2.4 | 3 | 3.6 | 4.3 | 5 | 5.7 | 6.5 | 7.3 | 8.1 | 9 | 9.9 | 10.9 | 0 | 2023-03-09 | 9 | 9.9 | 10.9 | 11.9 | 12.9 | 13.9 | 14.9 | 15.9 | 16.9 | 17.9 | 18.9 | 19.9 | 20.9 | 0 | 2023-03-09 | 18.9 | 19.9 | 20.9 | 21.9 | 22.9 | 23.9 | 24.9 | 25.9 | 26.9 | 27.9 | 28.9 | 29.9 | 30.9 | 0
2023-03-10 | 4 | 4.4 | 5 | 5.6 | 6.3 | 6.9 | 7.6 | 8.4 | 9.1 | 9.9 | 10.8 | 11.8 | 12.8 | 0 | 2023-03-10 | 10.8 | 11.8 | 12.8 | 13.8 | 14.8 | 15.8 | 16.8 | 17.8 | 18.8 | 19.8 | 20.8 | 21.8 | 22.8 | 0 | 2023-03-10 | 20.8 | 21.8 | 22.8 | 23.8 | 24.8 | 25.8 | 26.8 | 27.8 | 28.8 | 29.8 | 30.8 | 31.8 | 32.8 | 0
2023-03-11 | 2.2 | 2.9 | 3.9 | 4.9 | 5.9 | 6.9 | 7.9 | 8.9 | 9.9 | 10.9 | 11.9 | 12.9 | 13.9 | 0 | 2023-03-11 | 11.9 | 12.9 | 13.9 | 14.9 | 15.9 | 16.9 | 17.9 | 18.9 | 19.9 | 20.9 | 21.9 | 22.9 | 23.9 | 0 | 2023-03-11 | 21.9 | 22.9 | 23.9 | 24.9 | 25.9 | 26.9 | 27.9 | 28.9 | 29.9 | 30.9 | 31.9 | 32.9 | 33.9 | 0
2023-03-12 | 3.9 | 4.5 | 5.1 | 5.8 | 6.6 | 7.3 | 8.1 | 9 | 9.9 | 10.9 | 11.8 | 12.8 | 13.7 | 0 | 2023-03-12 | 11.8 | 12.8 | 13.7 | 14.7 | 15.6 | 16.6 | 17.6 | 18.5 | 19.5 | 20.4 | 21.4 | 22.4 | 23.3 | 0 | 2023-03-12 | 21.4 | 22.4 | 23.3 | 24.3 | 25.2 | 26.2 | 27.1 | 28.1 | 29.1 | 30 | 31 | 31.9 | 32.9 | 0
2023-03-13 | 2.4 | 3 | 3.8 | 4.7 | 5.6 | 6.5 | 7.5 | 8.5 | 9.5 | 10.5 | 11.5 | 12.5 | 13.5 | 0 | 2023-03-13 | 11.5 | 12.5 | 13.5 | 14.5 | 15.5 | 16.5 | 17.5 | 18.5 | 19.5 | 20.5 | 21.5 | 22.5 | 23.5 | 0 | 2023-03-13 | 21.5 | 22.5 | 23.5 | 24.5 | 25.5 | 26.5 | 27.5 | 28.5 | 29.5 | 30.5 | 31.5 | 32.5 | 33.5 | 0
2023-03-14 | 3.2 | 4.1 | 5.1 | 6.1 | 7.1 | 8.1 | 9.1 | 10.1 | 11.1 | 12.1 | 13.1 | 14.1 | 15.1 | 0 | 2023-03-14 | 13.1 | 14.1 | 15.1 | 16.1 | 17.1 | 18.1 | 19.1 | 20.1 | 21.1 | 22.1 | 23.1 | 24.1 | 25.1 | 0 | 2023-03-14 | 23.1 | 24.1 | 25.1 | 26.1 | 27.1 | 28.1 | 29.1 | 30.1 | 31.1 | 32.1 | 33.1 | 34.1 | 35.1 | 0
2023-03-15 | 2.7 | 3.6 | 4.6 | 5.6 | 6.6 | 7.6 | 8.6 | 9.6 | 10.6 | 11.6 | 12.6 | 13.6 | 14.6 | 0 | 2023-03-15 | 12.6 | 13.6 | 14.6 | 15.6 | 16.6 | 17.6 | 18.6 | 19.6 | 20.6 | 21.6 | 22.6 | 23.6 | 24.6 | 0 | 2023-03-15 | 22.6 | 23.6 | 24.6 | 25.6 | 26.6 | 27.6 | 28.6 | 29.6 | 30.6 | 31.6 | 32.6 | 33.6 | 34.6 | 0
2023-03-16 | 1.9 | 2.4 | 3 | 3.6 | 4.2 | 4.9 | 5.6 | 6.4 | 7.2 | 8.1 | 9.1 | 10.1 | 11.1 | 0 | 2023-03-16 | 9.1 | 10.1 | 11.1 | 12.1 | 13.1 | 14.1 | 15.1 | 16.1 | 17.1 | 18.1 | 19.1 | 20.1 | 21.1 | 0 | 2023-03-16 | 19.1 | 20.1 | 21.1 | 22.1 | 23.1 | 24.1 | 25.1 | 26.1 | 27.1 | 28.1 | 29.1 | 30.1 | 31.1 | 0
2023-03-17 | 1.7 | 2 | 2.4 | 2.8 | 3.1 | 3.5 | 3.9 | 4.3 | 4.8 | 5.2 | 5.7 | 6.3 | 7 | 0 | 2023-03-17 | 5.7 | 6.3 | 7 | 7.7 | 8.5 | 9.3 | 10.1 | 11.1 | 12.1 | 13.1 | 14.1 | 15.1 | 16.1 | 0 | 2023-03-17 | 14.1 | 15.1 | 16.1 | 17.1 | 18.1 | 19.1 | 20.1 | 21.1 | 22.1 | 23.1 | 24.1 | 25.1 | 26.1 | 0
2023-03-18 | 0.3 | 0.4 | 0.5 | 0.7 | 0.8 | 1.1 | 1.4 | 2 | 2.6 | 3.2 | 3.9 | 4.7 | 5.5 | 0 | 2023-03-18 | 3.9 | 4.7 | 5.5 | 6.4 | 7.3 | 8.3 | 9.3 | 10.3 | 11.3 | 12.3 | 13.3 | 14.3 | 15.3 | 0 | 2023-03-18 | 13.3 | 14.3 | 15.3 | 16.3 | 17.3 | 18.3 | 19.3 | 20.3 | 21.3 | 22.3 | 23.3 | 24.3 | 25.3 | 0
2023-03-19 | 6.2 | 7.2 | 8.2 | 9.2 | 10.2 | 11.2 | 12.2 | 13.2 | 14.2 | 15.2 | 16.2 | 17.2 | 18.2 | 0 | 2023-03-19 | 16.2 | 17.2 | 18.2 | 19.2 | 20.2 | 21.2 | 22.2 | 23.2 | 24.2 | 25.2 | 26.2 | 27.2 | 28.2 | 0 | 2023-03-19 | 26.2 | 27.2 | 28.2 | 29.2 | 30.2 | 31.2 | 32.2 | 33.2 | 34.2 | 35.2 | 36.2 | 37.2 | 38.2 | 0
2023-03-20 | 4.1 | 4.6 | 5.2 | 5.8 | 6.5 | 7.1 | 7.8 | 8.4 | 9.1 | 9.9 | 10.7 | 11.4 | 12.3 | 0 | 2023-03-20 | 10.7 | 11.4 | 12.3 | 13.2 | 14.2 | 15.2 | 16.2 | 17.2 | 18.2 | 19.2 | 20.2 | 21.2 | 22.2 | 0 | 2023-03-20 | 20.2 | 21.2 | 22.2 | 23.2 | 24.2 | 25.2 | 26.2 | 27.2 | 28.2 | 29.2 | 30.2 | 31.2 | 32.2 | 0
2023-03-21 | 2.5 | 2.9 | 3.3 | 3.7 | 4.2 | 4.7 | 5.2 | 5.7 | 6.3 | 6.8 | 7.4 | 8 | 8.6 | 0 | 2023-03-21 | 7.4 | 8 | 8.6 | 9.2 | 9.9 | 10.6 | 11.3 | 12 | 12.8 | 13.7 | 14.7 | 15.7 | 16.7 | 0 | 2023-03-21 | 14.7 | 15.7 | 16.7 | 17.7 | 18.7 | 19.7 | 20.7 | 21.7 | 22.7 | 23.7 | 24.7 | 25.7 | 26.7 | 0
2023-03-22 | 1 | 1.4 | 1.7 | 2.1 | 2.5 | 3 | 3.6 | 4.2 | 4.9 | 5.6 | 6.3 | 7.1 | 8 | 0 | 2023-03-22 | 6.3 | 7.1 | 8 | 8.9 | 9.9 | 10.9 | 11.9 | 12.9 | 13.9 | 14.9 | 15.9 | 16.9 | 17.9 | 0 | 2023-03-22 | 15.9 | 16.9 | 17.9 | 18.9 | 19.9 | 20.9 | 21.9 | 22.9 | 23.9 | 24.9 | 25.9 | 26.9 | 27.9 | 0
2023-03-23 | 0 | 0 | 0 | 0 | 0 | 0 | 0.1 | 0.3 | 0.5 | 0.7 | 1.1 | 1.5 | 1.9 | 0 | 2023-03-23 | 1.1 | 1.5 | 1.9 | 2.3 | 2.7 | 3.2 | 3.7 | 4.3 | 5 | 5.8 | 6.7 | 7.5 | 8.4 | 0 | 2023-03-23 | 6.7 | 7.5 | 8.4 | 9.4 | 10.4 | 11.4 | 12.4 | 13.4 | 14.4 | 15.4 | 16.4 | 17.4 | 18.4 | 0
2023-03-24 | 0.1 | 0.1 | 0.2 | 0.3 | 0.6 | 0.9 | 1.3 | 1.9 | 2.4 | 3 | 3.7 | 4.4 | 5.1 | 0 | 2023-03-24 | 3.7 | 4.4 | 5.1 | 5.9 | 6.9 | 7.8 | 8.8 | 9.8 | 10.8 | 11.8 | 12.8 | 13.8 | 14.8 | 0 | 2023-03-24 | 12.8 | 13.8 | 14.8 | 15.8 | 16.8 | 17.8 | 18.8 | 19.8 | 20.8 | 21.8 | 22.8 | 23.8 | 24.8 | 0
2023-03-25 | 3.5 | 4.1 | 5 | 6 | 7 | 8 | 9 | 10 | 11 | 12 | 13 | 14 | 15 | 0 | 2023-03-25 | 13 | 14 | 15 | 16 | 17 | 18 | 19 | 20 | 21 | 22 | 23 | 24 | 25 | 0 | 2023-03-25 | 23 | 24 | 25 | 26 | 27 | 28 | 29 | 30 | 31 | 32 | 33 | 34 | 35 | 0
2023-03-26 | 0 | 0.1 | 0.4 | 0.7 | 1.1 | 1.5 | 1.9 | 2.4 | 2.8 | 3.3 | 3.9 | 4.4 | 5 | 0 | 2023-03-26 | 3.9 | 4.4 | 5 | 5.7 | 6.4 | 7.2 | 8 | 8.9 | 9.8 | 10.8 | 11.8 | 12.8 | 13.8 | 0 | 2023-03-26 | 11.8 | 12.8 | 13.8 | 14.8 | 15.8 | 16.8 | 17.8 | 18.8 | 19.8 | 20.8 | 21.8 | 22.8 | 23.8 | 0
2023-03-27 | 2.7 | 3.1 | 3.4 | 3.8 | 4.2 | 4.6 | 5.1 | 5.6 | 6.2 | 6.8 | 7.4 | 8 | 8.7 | 0 | 2023-03-27 | 7.4 | 8 | 8.7 | 9.4 | 10.2 | 10.9 | 11.8 | 12.6 | 13.5 | 14.4 | 15.4 | 16.4 | 17.4 | 0 | 2023-03-27 | 15.4 | 16.4 | 17.4 | 18.4 | 19.4 | 20.4 | 21.4 | 22.4 | 23.4 | 24.4 | 25.4 | 26.4 | 27.4 | 0
2023-03-28 | 1.2 | 1.7 | 2.4 | 3 | 3.8 | 4.6 | 5.4 | 6.2 | 7.2 | 8.2 | 9.2 | 10.2 | 11.2 | 0 | 2023-03-28 | 9.2 | 10.2 | 11.2 | 12.2 | 13.2 | 14.2 | 15.2 | 16.2 | 17.2 | 18.2 | 19.2 | 20.2 | 21.2 | 0 | 2023-03-28 | 19.2 | 20.2 | 21.2 | 22.2 | 23.2 | 24.2 | 25.2 | 26.2 | 27.2 | 28.2 | 29.2 | 30.2 | 31.2 | 0
2023-03-29 | 4.2 | 4.6 | 5 | 5.4 | 5.9 | 6.5 | 7.1 | 7.7 | 8.5 | 9.2 | 10 | 10.8 | 11.6 | 0 | 2023-03-29 | 10 | 10.8 | 11.6 | 12.5 | 13.5 | 14.5 | 15.5 | 16.5 | 17.5 | 18.5 | 19.5 | 20.5 | 21.5 | 0 | 2023-03-29 | 19.5 | 20.5 | 21.5 | 22.5 | 23.5 | 24.5 | 25.5 | 26.5 | 27.5 | 28.5 | 29.5 | 30.5 | 31.5 | 0
2023-03-30 | 3.2 | 3.9 | 4.8 | 5.8 | 6.8 | 7.8 | 8.8 | 9.8 | 10.8 | 11.8 | 12.8 | 13.8 | 14.8 | 0 | 2023-03-30 | 12.8 | 13.8 | 14.8 | 15.8 | 16.8 | 17.8 | 18.8 | 19.8 | 20.8 | 21.8 | 22.8 | 23.8 | 24.8 | 0 | 2023-03-30 | 22.8 | 23.8 | 24.8 | 25.8 | 26.8 | 27.8 | 28.8 | 29.8 | 30.8 | 31.8 | 32.8 | 33.8 | 34.8 | 0
2023-03-31 | 4.4 | 5 | 5.7 | 6.3 | 7.1 | 7.8 | 8.5 | 9.3 | 10 | 10.8 | 11.7 | 12.5 | 13.4 | 0 | 2023-03-31 | 11.7 | 12.5 | 13.4 | 14.4 | 15.3 | 16.3 | 17.3 | 18.3 | 19.3 | 20.3 | 21.3 | 22.3 | 23.3 | 0 | 2023-03-31 | 21.3 | 22.3 | 23.3 | 24.3 | 25.3 | 26.3 | 27.3 | 28.3 | 29.3 | 30.3 | 31.3 | 32.3 | 33.3 | 0
2023-04-01 | 0.2 | 0.6 | 1 | 1.5 | 2.1 | 2.6 | 3.2 | 3.8 | 4.4 | 5 | 5.6 | 6.2 | 6.8 | 0 | 2023-04-01 | 5.6 | 6.2 | 6.8 | 7.4 | 8 | 8.6 | 9.3 | 10 | 10.8 | 11.6 | 12.4 | 13.3 | 14.1 | 0 | 2023-04-01 | 12.4 | 13.3 | 14.1 | 15 | 15.9 | 16.8 | 17.8 | 18.8 | 19.8 | 20.8 | 21.8 | 22.8 | 23.8 | 0
2023-04-02 | 1 | 1.2 | 1.4 | 1.6 | 2 | 2.4 | 2.9 | 3.5 | 4.1 | 4.9 | 5.7 | 6.6 | 7.4 | 0 | 2023-04-02 | 5.7 | 6.6 | 7.4 | 8.3 | 9.2 | 10.2 | 11.2 | 12.2 | 13.2 | 14.2 | 15.2 | 16.2 | 17.2 | 0 | 2023-04-02 | 15.2 | 16.2 | 17.2 | 18.2 | 19.2 | 20.2 | 21.2 | 22.2 | 23.2 | 24.2 | 25.2 | 26.2 | 27.2 | 0
2023-04-03 | 4.4 | 4.8 | 5.2 | 5.6 | 6 | 6.4 | 6.9 | 7.3 | 7.8 | 8.3 | 8.9 | 9.6 | 10.3 | 0 | 2023-04-03 | 8.9 | 9.6 | 10.3 | 11 | 11.8 | 12.6 | 13.5 | 14.5 | 15.5 | 16.5 | 17.5 | 18.5 | 19.5 | 0 | 2023-04-03 | 17.5 | 18.5 | 19.5 | 20.5 | 21.5 | 22.5 | 23.5 | 24.5 | 25.5 | 26.5 | 27.5 | 28.5 | 29.5 | 0
2023-04-04 | 0 | 0 | 0 | 0 | 0 | 0.1 | 0.2 | 0.5 | 0.8 | 1.2 | 1.5 | 1.9 | 2.3 | 0 | 2023-04-04 | 1.5 | 1.9 | 2.3 | 2.9 | 3.4 | 4 | 4.7 | 5.4 | 6.1 | 6.8 | 7.6 | 8.4 | 9.2 | 0 | 2023-04-04 | 7.6 | 8.4 | 9.2 | 10 | 10.9 | 11.8 | 12.8 | 13.8 | 14.8 | 15.8 | 16.8 | 17.8 | 18.8 | 0
2023-04-05 | 0.1 | 0.3 | 0.6 | 1 | 1.4 | 1.9 | 2.5 | 3.1 | 3.8 | 4.6 | 5.3 | 6.1 | 7.1 | 0 | 2023-04-05 | 5.3 | 6.1 | 7.1 | 8.1 | 9.1 | 10.1 | 11.1 | 12.1 | 13.1 | 14.1 | 15.1 | 16.1 | 17.1 | 0 | 2023-04-05 | 15.1 | 16.1 | 17.1 | 18.1 | 19.1 | 20.1 | 21.1 | 22.1 | 23.1 | 24.1 | 25.1 | 26.1 | 27.1 | 0
2023-04-06 | 0.3 | 0.7 | 1 | 1.5 | 1.9 | 2.3 | 2.8 | 3.3 | 3.8 | 4.3 | 4.8 | 5.3 | 5.8 | 0 | 2023-04-06 | 4.8 | 5.3 | 5.8 | 6.3 | 6.9 | 7.4 | 8 | 8.6 | 9.3 | 10.1 | 11 | 11.8 | 12.7 | 0 | 2023-04-06 | 11 | 11.8 | 12.7 | 13.6 | 14.6 | 15.5 | 16.5 | 17.5 | 18.5 | 19.5 | 20.5 | 21.5 | 22.5 | 0
2023-04-07 | 0 | 0 | 0 | 0.1 | 0.1 | 0.2 | 0.4 | 0.6 | 0.8 | 1 | 1.3 | 1.8 | 2.2 | 0 | 2023-04-07 | 1.3 | 1.8 | 2.2 | 2.8 | 3.5 | 4.3 | 5.1 | 6 | 6.9 | 7.9 | 8.9 | 9.9 | 10.9 | 0 | 2023-04-07 | 8.9 | 9.9 | 10.9 | 11.9 | 12.9 | 13.9 | 14.9 | 15.9 | 16.9 | 17.9 | 18.9 | 19.9 | 20.9 | 0
2023-04-08 | 2.2 | 2.7 | 3.2 | 3.8 | 4.4 | 5 | 5.6 | 6.3 | 7 | 7.7 | 8.5 | 9.3 | 10.2 | 0 | 2023-04-08 | 8.5 | 9.3 | 10.2 | 11.1 | 12.1 | 13.1 | 14.1 | 15.1 | 16.1 | 17.1 | 18.1 | 19.1 | 20.1 | 0 | 2023-04-08 | 18.1 | 19.1 | 20.1 | 21.1 | 22.1 | 23.1 | 24.1 | 25.1 | 26.1 | 27.1 | 28.1 | 29.1 | 30.1 | 0
2023-04-09 | 3.9 | 4.3 | 4.7 | 5.1 | 5.6 | 6.1 | 6.7 | 7.2 | 7.8 | 8.4 | 9.1 | 9.8 | 10.5 | 0 | 2023-04-09 | 9.1 | 9.8 | 10.5 | 11.3 | 12.1 | 13 | 13.9 | 14.9 | 15.9 | 16.9 | 17.9 | 18.9 | 19.9 | 0 | 2023-04-09 | 17.9 | 18.9 | 19.9 | 20.9 | 21.9 | 22.9 | 23.9 | 24.9 | 25.9 | 26.9 | 27.9 | 28.9 | 29.9 | 0
2023-04-10 | 1.5 | 1.8 | 2.1 | 2.5 | 2.8 | 3.2 | 3.6 | 4.1 | 4.5 | 5 | 5.5 | 6 | 6.5 | 0 | 2023-04-10 | 5.5 | 6 | 6.5 | 7 | 7.6 | 8.1 | 8.7 | 9.3 | 9.9 | 10.5 | 11.1 | 11.8 | 12.5 | 0 | 2023-04-10 | 11.1 | 11.8 | 12.5 | 13.2 | 14 | 14.8 | 15.7 | 16.5 | 17.5 | 18.5 | 19.5 | 20.5 | 21.5 | 0
2023-04-11 | 0 | 0.1 | 0.3 | 0.5 | 0.8 | 1.1 | 1.4 | 1.7 | 2.1 | 2.4 | 2.7 | 3.1 | 3.4 | 0 | 2023-04-11 | 2.7 | 3.1 | 3.4 | 3.7 | 4.1 | 4.4 | 4.8 | 5.1 | 5.5 | 5.9 | 6.2 | 6.6 | 7 | 0 | 2023-04-11 | 6.2 | 6.6 | 7 | 7.4 | 7.8 | 8.2 | 8.6 | 9 | 9.5 | 10 | 10.6 | 11.2 | 11.8 | 0
2023-04-12 | 0 | 0 | 0 | 0 | 0 | 0 | 0 | 0 | 0 | 0 | 0 | 0 | 0 | 0 | 2023-04-12 | 0 | 0 | 0 | 0 | 0 | 0.1 | 0.1 | 0.2 | 0.2 | 0.3 | 0.4 | 0.6 | 0.7 | 0 | 2023-04-12 | 0.4 | 0.6 | 0.7 | 1 | 1.3 | 1.6 | 2.1 | 2.6 | 3.1 | 3.7 | 4.4 | 5.1 | 5.9 | 0
2023-04-13 | 0 | 0 | 0 | 0 | 0 | 0 | 0 | 0 | 0.1 | 0.3 | 0.4 | 0.6 | 0.9 | 0 | 2023-04-13 | 0.4 | 0.6 | 0.9 | 1.2 | 1.5 | 1.8 | 2.2 | 2.5 | 2.8 | 3.1 | 3.4 | 3.7 | 4.1 | 0 | 2023-04-13 | 3.4 | 3.7 | 4.1 | 4.4 | 4.8 | 5.1 | 5.5 | 5.8 | 6.2 | 6.6 | 6.9 | 7.3 | 7.8 | 0
2023-04-14 | 0 | 0 | 0 | 0 | 0 | 0 | 0 | 0 | 0 | 0 | 0 | 0 | 0 | 0 | 2023-04-14 | 0 | 0 | 0 | 0 | 0 | 0.1 | 0.1 | 0.2 | 0.4 | 0.6 | 0.9 | 1.2 | 1.5 | 0 | 2023-04-14 | 0.9 | 1.2 | 1.5 | 1.9 | 2.3 | 2.7 | 3.1 | 3.5 | 4 | 4.5 | 5 | 5.5 | 6 | 0
2023-04-15 | 0 | 0 | 0 | 0 | 0 | 0 | 0 | 0 | 0 | 0.1 | 0.2 | 0.3 | 0.5 | 0 | 2023-04-15 | 0.2 | 0.3 | 0.5 | 0.8 | 1.1 | 1.5 | 2 | 2.6 | 3.2 | 3.8 | 4.5 | 5.2 | 5.9 | 0 | 2023-04-15 | 4.5 | 5.2 | 5.9 | 6.6 | 7.3 | 8.1 | 8.9 | 9.7 | 10.5 | 11.4 | 12.2 | 13.2 | 14.1 | 0
2023-04-16 | 0 | 0 | 0 | 0 | 0 | 0 | 0 | 0 | 0 | 0 | 0 | 0 | 0.3 | 0 | 2023-04-16 | 0 | 0 | 0.3 | 0.7 | 1.2 | 1.7 | 2.3 | 3.1 | 3.8 | 4.7 | 5.6 | 6.6 | 7.6 | 0 | 2023-04-16 | 5.6 | 6.6 | 7.6 | 8.6 | 9.6 | 10.6 | 11.6 | 12.6 | 13.6 | 14.6 | 15.6 | 16.6 | 17.6 | 0
2023-04-17 | 0 | 0 | 0 | 0 | 0 | 0 | 0 | 0 | 0 | 0 | 0.2 | 0.5 | 1.1 | 0 | 2023-04-17 | 0.2 | 0.5 | 1.1 | 1.9 | 2.8 | 3.8 | 4.8 | 5.8 | 6.8 | 7.8 | 8.8 | 9.8 | 10.8 | 0 | 2023-04-17 | 8.8 | 9.8 | 10.8 | 11.8 | 12.8 | 13.8 | 14.8 | 15.8 | 16.8 | 17.8 | 18.8 | 19.8 | 20.8 | 0
2023-04-18 | 0 | 0 | 0 | 0 | 0 | 0 | 0 | 0 | 0.1 | 0.2 | 0.5 | 0.8 | 1.3 | 0 | 2023-04-18 | 0.5 | 0.8 | 1.3 | 1.9 | 2.5 | 3.2 | 4.1 | 5.1 | 6.1 | 7.1 | 8.1 | 9.1 | 10.1 | 0 | 2023-04-18 | 8.1 | 9.1 | 10.1 | 11.1 | 12.1 | 13.1 | 14.1 | 15.1 | 16.1 | 17.1 | 18.1 | 19.1 | 20.1 | 0
2023-04-19 | 0 | 0 | 0 | 0 | 0.1 | 0.3 | 0.5 | 0.8 | 1.3 | 2 | 2.9 | 3.9 | 4.9 | 0 | 2023-04-19 | 2.9 | 3.9 | 4.9 | 5.9 | 6.9 | 7.9 | 8.9 | 9.9 | 10.9 | 11.9 | 12.9 | 13.9 | 14.9 | 0 | 2023-04-19 | 12.9 | 13.9 | 14.9 | 15.9 | 16.9 | 17.9 | 18.9 | 19.9 | 20.9 | 21.9 | 22.9 | 23.9 | 24.9 | 0
2023-04-20 | 0 | 0.1 | 0.3 | 0.6 | 1 | 1.3 | 1.7 | 2.2 | 2.7 | 3.2 | 3.8 | 4.3 | 4.9 | 0 | 2023-04-20 | 3.8 | 4.3 | 4.9 | 5.6 | 6.2 | 6.9 | 7.7 | 8.4 | 9.2 | 10 | 10.8 | 11.6 | 12.5 | 0 | 2023-04-20 | 10.8 | 11.6 | 12.5 | 13.3 | 14.2 | 15.2 | 16.1 | 17.1 | 18.1 | 19.1 | 20.1 | 21.1 | 22.1 | 0
2023-04-21 | 0 | 0 | 0 | 0.2 | 0.4 | 0.6 | 0.9 | 1.4 | 1.8 | 2.3 | 2.8 | 3.4 | 4 | 0 | 2023-04-21 | 2.8 | 3.4 | 4 | 4.7 | 5.5 | 6.3 | 7.1 | 8 | 8.9 | 9.9 | 10.9 | 11.9 | 12.9 | 0 | 2023-04-21 | 10.9 | 11.9 | 12.9 | 13.9 | 14.9 | 15.9 | 16.9 | 17.9 | 18.9 | 19.9 | 20.9 | 21.9 | 22.9 | 0
2023-04-22 | 0 | 0 | 0 | 0.1 | 0.1 | 0.2 | 0.3 | 0.5 | 0.6 | 1 | 1.6 | 2.3 | 3.1 | 0 | 2023-04-22 | 1.6 | 2.3 | 3.1 | 4.1 | 5.1 | 6.1 | 7.1 | 8.1 | 9.1 | 10.1 | 11.1 | 12.1 | 13.1 | 0 | 2023-04-22 | 11.1 | 12.1 | 13.1 | 14.1 | 15.1 | 16.1 | 17.1 | 18.1 | 19.1 | 20.1 | 21.1 | 22.1 | 23.1 | 0
2023-04-23 | 0 | 0 | 0 | 0 | 0 | 0 | 0 | 0 | 0 | 0.5 | 1.1 | 1.8 | 2.8 | 0 | 2023-04-23 | 1.1 | 1.8 | 2.8 | 3.8 | 4.8 | 5.8 | 6.8 | 7.8 | 8.8 | 9.8 | 10.8 | 11.8 | 12.8 | 0 | 2023-04-23 | 10.8 | 11.8 | 12.8 | 13.8 | 14.8 | 15.8 | 16.8 | 17.8 | 18.8 | 19.8 | 20.8 | 21.8 | 22.8 | 0
2023-04-24 | 0 | 0 | 0 | 0 | 0 | 0 | 0 | 0.2 | 0.4 | 0.9 | 1.4 | 2 | 2.7 | 0 | 2023-04-24 | 1.4 | 2 | 2.7 | 3.3 | 4 | 4.7 | 5.4 | 6.2 | 7.1 | 7.9 | 8.9 | 9.8 | 10.8 | 0 | 2023-04-24 | 8.9 | 9.8 | 10.8 | 11.8 | 12.8 | 13.8 | 14.8 | 15.8 | 16.8 | 17.8 | 18.8 | 19.8 | 20.8 | 0
2023-04-25 | 0 | 0 | 0 | 0 | 0 | 0.1 | 0.4 | 0.7 | 1.1 | 1.6 | 2.1 | 2.7 | 3.3 | 0 | 2023-04-25 | 2.1 | 2.7 | 3.3 | 3.9 | 4.6 | 5.3 | 6.1 | 6.9 | 7.7 | 8.6 | 9.5 | 10.5 | 11.5 | 0 | 2023-04-25 | 9.5 | 10.5 | 11.5 | 12.5 | 13.5 | 14.5 | 15.5 | 16.5 | 17.5 | 18.5 | 19.5 | 20.5 | 21.5 | 0
2023-04-26 | 0 | 0 | 0 | 0 | 0 | 0 | 0.1 | 0.3 | 0.7 | 1.2 | 1.7 | 2.3 | 3 | 0 | 2023-04-26 | 1.7 | 2.3 | 3 | 3.7 | 4.4 | 5.2 | 6.1 | 7 | 8 | 9 | 10 | 11 | 12 | 0 | 2023-04-26 | 10 | 11 | 12 | 13 | 14 | 15 | 16 | 17 | 18 | 19 | 20 | 21 | 22 | 0
2023-04-27 | 0 | 0 | 0 | 0 | 0 | 0 | 0.2 | 0.5 | 0.9 | 1.3 | 1.8 | 2.3 | 2.9 | 0 | 2023-04-27 | 1.8 | 2.3 | 2.9 | 3.6 | 4.3 | 5 | 5.8 | 6.6 | 7.4 | 8.3 | 9.3 | 10.3 | 11.3 | 0 | 2023-04-27 | 9.3 | 10.3 | 11.3 | 12.3 | 13.3 | 14.3 | 15.3 | 16.3 | 17.3 | 18.3 | 19.3 | 20.3 | 21.3 | 0
2023-04-28 | 0.2 | 0.4 | 0.6 | 0.9 | 1.2 | 1.6 | 1.9 | 2.2 | 2.6 | 3 | 3.4 | 3.9 | 4.4 | 0 | 2023-04-28 | 3.4 | 3.9 | 4.4 | 4.9 | 5.5 | 6 | 6.7 | 7.3 | 8 | 8.7 | 9.5 | 10.3 | 11.1 | 0 | 2023-04-28 | 9.5 | 10.3 | 11.1 | 12.1 | 13.1 | 14.1 | 15.1 | 16.1 | 17.1 | 18.1 | 19.1 | 20.1 | 21.1 | 0
2023-04-29 | 0 | 0 | 0 | 0 | 0 | 0 | 0 | 0.1 | 0.3 | 0.5 | 0.9 | 1.5 | 2.1 | 0 | 2023-04-29 | 0.9 | 1.5 | 2.1 | 2.8 | 3.6 | 4.5 | 5.5 | 6.5 | 7.5 | 8.5 | 9.5 | 10.5 | 11.5 | 0 | 2023-04-29 | 9.5 | 10.5 | 11.5 | 12.5 | 13.5 | 14.5 | 15.5 | 16.5 | 17.5 | 18.5 | 19.5 | 20.5 | 21.5 | 0
2023-04-30 | 0 | 0 | 0 | 0 | 0 | 0 | 0 | 0 | 0 | 0 | 0.1 | 0.5 | 1.2 | 0 | 2023-04-30 | 0.1 | 0.5 | 1.2 | 2 | 2.8 | 3.7 | 4.6 | 5.6 | 6.6 | 7.6 | 8.6 | 9.6 | 10.6 | 0 | 2023-04-30 | 8.6 | 9.6 | 10.6 | 11.6 | 12.6 | 13.6 | 14.6 | 15.6 | 16.6 | 17.6 | 18.6 | 19.6 | 20.6 | 0
2023-05-01 | 0 | 0 | 0 | 0 | 0 | 0 | 0 | 0 | 0 | 0 | 0 | 0.1 | 0.1 | 0 | 2023-05-01 | 0 | 0.1 | 0.1 | 0.3 | 0.4 | 0.5 | 0.6 | 0.8 | 1.2 | 1.6 | 2.2 | 2.9 | 3.7 | 0 | 2023-05-01 | 2.2 | 2.9 | 3.7 | 4.5 | 5.5 | 6.5 | 7.5 | 8.5 | 9.5 | 10.5 | 11.5 | 12.5 | 13.5 | 0
2023-05-02 | 0 | 0 | 0 | 0 | 0 | 0 | 0.1 | 0.2 | 0.5 | 0.8 | 1.2 | 1.8 | 2.4 | 0 | 2023-05-02 | 1.2 | 1.8 | 2.4 | 3.2 | 4 | 4.9 | 5.8 | 6.7 | 7.7 | 8.6 | 9.6 | 10.6 | 11.6 | 0 | 2023-05-02 | 9.6 | 10.6 | 11.6 | 12.6 | 13.6 | 14.6 | 15.6 | 16.6 | 17.6 | 18.6 | 19.6 | 20.6 | 21.6 | 0
2023-05-03 | 0 | 0 | 0 | 0.1 | 0.2 | 0.4 | 0.6 | 0.8 | 1.1 | 1.5 | 1.9 | 2.4 | 3.1 | 0 | 2023-05-03 | 1.9 | 2.4 | 3.1 | 3.7 | 4.5 | 5.4 | 6.3 | 7.3 | 8.3 | 9.3 | 10.3 | 11.3 | 12.3 | 0 | 2023-05-03 | 10.3 | 11.3 | 12.3 | 13.3 | 14.3 | 15.3 | 16.3 | 17.3 | 18.3 | 19.3 | 20.3 | 21.3 | 22.3 | 0
2023-05-04 | 0 | 0 | 0 | 0 | 0 | 0.1 | 0.3 | 0.6 | 1.2 | 2 | 2.9 | 3.8 | 4.8 | 0 | 2023-05-04 | 2.9 | 3.8 | 4.8 | 5.8 | 6.8 | 7.8 | 8.8 | 9.8 | 10.8 | 11.8 | 12.8 | 13.8 | 14.8 | 0 | 2023-05-04 | 12.8 | 13.8 | 14.8 | 15.8 | 16.8 | 17.8 | 18.8 | 19.8 | 20.8 | 21.8 | 22.8 | 23.8 | 24.8 | 0
2023-05-05 | 0 | 0 | 0 | 0 | 0 | 0 | 0.1 | 0.2 | 0.5 | 0.9 | 1.4 | 2 | 2.6 | 0 | 2023-05-05 | 1.4 | 2 | 2.6 | 3.3 | 4 | 4.7 | 5.4 | 6.2 | 7 | 7.9 | 8.8 | 9.7 | 10.6 | 0 | 2023-05-05 | 8.8 | 9.7 | 10.6 | 11.6 | 12.6 | 13.6 | 14.6 | 15.6 | 16.6 | 17.6 | 18.6 | 19.6 | 20.6 | 0
2023-05-06 | 0 | 0.1 | 0.2 | 0.3 | 0.5 | 0.7 | 1 | 1.3 | 1.5 | 1.8 | 2.1 | 2.4 | 2.7 | 0 | 2023-05-06 | 2.1 | 2.4 | 2.7 | 3 | 3.3 | 3.6 | 4 | 4.3 | 4.6 | 5 | 5.3 | 5.8 | 6.2 | 0 | 2023-05-06 | 5.3 | 5.8 | 6.2 | 6.7 | 7.2 | 7.7 | 8.3 | 8.8 | 9.4 | 10 | 10.6 | 11.3 | 12 | 0
2023-05-07 | 0 | 0 | 0 | 0 | 0 | 0 | 0 | 0 | 0 | 0.1 | 0.2 | 0.3 | 0.5 | 0 | 2023-05-07 | 0.2 | 0.3 | 0.5 | 0.7 | 0.9 | 1.1 | 1.4 | 1.7 | 2 | 2.3 | 2.6 | 2.9 | 3.2 | 0 | 2023-05-07 | 2.6 | 2.9 | 3.2 | 3.5 | 3.9 | 4.2 | 4.6 | 5 | 5.4 | 5.9 | 6.4 | 7 | 7.5 | 0
2023-05-08 | 0 | 0 | 0 | 0 | 0 | 0 | 0 | 0 | 0 | 0 | 0 | 0 | 0.1 | 0 | 2023-05-08 | 0 | 0 | 0.1 | 0.1 | 0.1 | 0.2 | 0.3 | 0.4 | 0.6 | 0.9 | 1.3 | 1.6 | 2.1 | 0 | 2023-05-08 | 1.3 | 1.6 | 2.1 | 2.5 | 3 | 3.5 | 4.1 | 4.7 | 5.3 | 5.9 | 6.5 | 7.2 | 7.9 | 0
2023-05-09 | 0 | 0.1 | 0.2 | 0.3 | 0.5 | 0.8 | 1.1 | 1.4 | 1.8 | 2.3 | 2.7 | 3.2 | 3.6 | 0 | 2023-05-09 | 2.7 | 3.2 | 3.6 | 4.2 | 4.7 | 5.3 | 5.8 | 6.5 | 7.1 | 7.8 | 8.5 | 9.3 | 10.2 | 0 | 2023-05-09 | 8.5 | 9.3 | 10.2 | 11.2 | 12.2 | 13.2 | 14.2 | 15.2 | 16.2 | 17.2 | 18.2 | 19.2 | 20.2 | 0
2023-05-10 | 0.3 | 0.5 | 0.7 | 1 | 1.3 | 1.6 | 1.9 | 2.2 | 2.5 | 2.8 | 3.1 | 3.5 | 3.8 | 0 | 2023-05-10 | 3.1 | 3.5 | 3.8 | 4.1 | 4.5 | 4.8 | 5.2 | 5.5 | 5.9 | 6.3 | 6.7 | 7.1 | 7.6 | 0 | 2023-05-10 | 6.7 | 7.1 | 7.6 | 8.1 | 8.6 | 9.1 | 9.7 | 10.3 | 11 | 11.6 | 12.3 | 13.1 | 13.8 | 0
2023-05-11 | 0 | 0 | 0 | 0 | 0 | 0 | 0 | 0 | 0.1 | 0.1 | 0.3 | 0.4 | 0.5 | 0 | 2023-05-11 | 0.3 | 0.4 | 0.5 | 0.7 | 0.9 | 1.1 | 1.4 | 1.6 | 1.9 | 2.3 | 2.6 | 3 | 3.4 | 0 | 2023-05-11 | 2.6 | 3 | 3.4 | 3.9 | 4.3 | 4.8 | 5.3 | 5.8 | 6.4 | 6.9 | 7.5 | 8.1 | 8.7 | 0
2023-05-12 | 0 | 0 | 0 | 0 | 0 | 0 | 0 | 0 | 0 | 0 | 0 | 0 | 0.1 | 0 | 2023-05-12 | 0 | 0 | 0.1 | 0.3 | 0.5 | 0.8 | 1 | 1.3 | 1.6 | 1.9 | 2.2 | 2.6 | 2.9 | 0 | 2023-05-12 | 2.2 | 2.6 | 2.9 | 3.3 | 3.7 | 4.1 | 4.6 | 5.1 | 5.6 | 6.1 | 6.6 | 7.1 | 7.7 | 0
2023-05-13 | 0 | 0 | 0 | 0 | 0 | 0 | 0 | 0 | 0 | 0 | 0 | 0 | 0 | 0 | 2023-05-13 | 0 | 0 | 0 | 0 | 0 | 0 | 0 | 0.1 | 0.3 | 0.4 | 0.7 | 1 | 1.2 | 0 | 2023-05-13 | 0.7 | 1 | 1.2 | 1.6 | 1.9 | 2.3 | 2.7 | 3.2 | 3.6 | 4.1 | 4.7 | 5.2 | 5.8 | 0
2023-05-14 | 0 | 0 | 0 | 0 | 0 | 0 | 0.1 | 0.1 | 0.2 | 0.3 | 0.4 | 0.6 | 0.8 | 0 | 2023-05-14 | 0.4 | 0.6 | 0.8 | 1 | 1.3 | 1.6 | 2 | 2.4 | 2.9 | 3.4 | 4 | 4.6 | 5.3 | 0 | 2023-05-14 | 4 | 4.6 | 5.3 | 6 | 6.8 | 7.6 | 8.4 | 9.3 | 10.2 | 11.2 | 12.2 | 13.2 | 14.2 | 0
2023-05-15 | 0.1 | 0.1 | 0.3 | 0.4 | 0.6 | 0.9 | 1.1 | 1.4 | 1.7 | 2 | 2.3 | 2.6 | 2.9 | 0 | 2023-05-15 | 2.3 | 2.6 | 2.9 | 3.2 | 3.5 | 3.8 | 4.1 | 4.5 | 4.8 | 5.2 | 5.6 | 6 | 6.5 | 0 | 2023-05-15 | 5.6 | 6 | 6.5 | 7 | 7.5 | 8 | 8.6 | 9.2 | 9.9 | 10.5 | 11.2 | 11.9 | 12.7 | 0
2023-05-16 | 0 | 0 | 0 | 0 | 0 | 0 | 0 | 0 | 0 | 0 | 0 | 0 | 0 | 0 | 2023-05-16 | 0 | 0 | 0 | 0 | 0 | 0 | 0 | 0 | 0 | 0 | 0 | 0.1 | 0.4 | 0 | 2023-05-16 | 0 | 0.1 | 0.4 | 0.8 | 1.1 | 1.5 | 1.9 | 2.4 | 2.9 | 3.4 | 4 | 4.7 | 5.3 | 0
2023-05-17 | 0 | 0.1 | 0.1 | 0.2 | 0.3 | 0.5 | 0.6 | 0.7 | 0.9 | 1.1 | 1.3 | 1.6 | 2 | 0 | 2023-05-17 | 1.3 | 1.6 | 2 | 2.4 | 2.8 | 3.3 | 3.9 | 4.5 | 5.3 | 6.2 | 7.1 | 8 | 9 | 0 | 2023-05-17 | 7.1 | 8 | 9 | 9.9 | 10.9 | 11.8 | 12.8 | 13.8 | 14.8 | 15.8 | 16.8 | 17.8 | 18.8 | 0
2023-05-18 | 1.9 | 2.2 | 2.5 | 2.8 | 3.2 | 3.5 | 3.8 | 4.1 | 4.5 | 4.8 | 5.2 | 5.6 | 6.1 | 0 | 2023-05-18 | 5.2 | 5.6 | 6.1 | 6.5 | 7 | 7.5 | 8.1 | 8.7 | 9.4 | 10 | 10.8 | 11.5 | 12.2 | 0 | 2023-05-18 | 10.8 | 11.5 | 12.2 | 13 | 13.8 | 14.7 | 15.6 | 16.6 | 17.6 | 18.6 | 19.6 | 20.6 | 21.6 | 0
2023-05-19 | 0 | 0 | 0 | 0 | 0 | 0.1 | 0.2 | 0.5 | 0.8 | 1 | 1.3 | 1.6 | 2 | 0 | 2023-05-19 | 1.3 | 1.6 | 2 | 2.3 | 2.6 | 3 | 3.4 | 3.9 | 4.4 | 4.8 | 5.4 | 5.9 | 6.5 | 0 | 2023-05-19 | 5.4 | 5.9 | 6.5 | 7.1 | 7.7 | 8.3 | 9 | 9.6 | 10.4 | 11.1 | 11.9 | 12.8 | 13.8 | 0
2023-05-20 | 0 | 0 | 0 | 0 | 0 | 0 | 0 | 0 | 0 | 0.1 | 0.2 | 0.3 | 0.5 | 0 | 2023-05-20 | 0.2 | 0.3 | 0.5 | 0.7 | 0.9 | 1.2 | 1.5 | 1.8 | 2.1 | 2.4 | 2.8 | 3.1 | 3.4 | 0 | 2023-05-20 | 2.8 | 3.1 | 3.4 | 3.8 | 4.2 | 4.6 | 5.2 | 5.9 | 6.8 | 7.8 | 8.8 | 9.8 | 10.8 | 0
2023-05-21 | 0 | 0 | 0 | 0 | 0 | 0 | 0 | 0 | 0 | 0 | 0 | 0 | 0 | 0 | 2023-05-21 | 0 | 0 | 0 | 0 | 0 | 0 | 0 | 0.1 | 0.1 | 0.2 | 0.2 | 0.3 | 0.5 | 0 | 2023-05-21 | 0.2 | 0.3 | 0.5 | 0.7 | 1 | 1.3 | 1.8 | 2.4 | 3.1 | 3.7 | 4.4 | 5.1 | 5.8 | 0

## DAILY HDD51 118
DAILY REGRESSION OF KWH LOAD TO SEE DOWNSATIRSLEAK CONSEQUENCES -- LEAK FIXED NEAR END OF PERIOD (March 14)
Residual not trending by temperature -- no COP deterioration based on temperature
Regression Statistics
Multiple R | 0.88765
R Square | 0.78792
Adjusted R Square | 0.78674
Standard Error | 3.6354
Observations | 181
ANOVA
| df | SS | MS | F | Significance F
Regression | 1 | 8788.8694 | 8788.8694 | 665.0274 | 3.5274e-62
Residual | 179 | 2365.6284 | 13.2158
Total | 180 | 11154.4977
| Coefficients | Standard Error | t Stat | P-value | Lower 95% | Upper 95% | Lower 95.0% | Upper 95.0%
Intercept | 0.60758 | 0.45016 | 1.3497 | 0.17881 | -0.28071 | 1.4959 | -0.28071 | 1.4959
X Variable 1 | 0.85292 | 0.033074 | 25.7881 | 3.5274e-62 | 0.78766 | 0.91819 | 0.78766 | 0.91819
RESIDUAL OUTPUT |  |  |  |  | PROBABILITY OUTPUT
Observation | Predicted Y | Residuals | Standard Residuals |  | Percentile | Y
1 | 1.0767 | -0.91969 | -0.25369 |  | 0.27624 | 0.052
2 | 1.759 | -0.80903 | -0.22317 |  | 0.82873 | 0.157
3 | 1.0767 | -0.12969 | -0.035774 |  | 1.3812 | 0.257
4 | 0.60758 | 0.33342 | 0.091971 |  | 1.9337 | 0.487
5 | 0.60758 | 0.10342 | 0.028527 |  | 2.4862 | 0.537
6 | 0.60758 | -0.0045827 | -0.0012641 |  | 3.0387 | 0.603
7 | 1.7164 | -0.76138 | -0.21002 |  | 3.5912 | 0.711 |  |  | Daily Residual increasing -- suggests leak taking toll later in the winter (fixed March 14, Day 164
8 | 4.0193 | -3.0713 | -0.84719 |  | 4.1436 | 0.731
9 | 2.2708 | -1.3228 | -0.36488 |  | 4.6961 | 0.774
10 | 2.9105 | -1.9575 | -0.53996 |  | 5.2486 | 0.816
11 | 1.9723 | -1.2413 | -0.34239 |  | 5.8011 | 0.84
12 | 0.65023 | 0.23477 | 0.06476 |  | 6.3536 | 0.865
13 | 0.60758 | 0.28542 | 0.078731 |  | 6.9061 | 0.865
14 | 1.3752 | -0.55921 | -0.15426 |  | 7.4586 | 0.873
15 | 1.887 | -1.014 | -0.2797 |  | 8.011 | 0.885
16 | 1.8443 | -0.89732 | -0.24752 |  | 8.5635 | 0.893 |  |  |  | 0
17 | 1.162 | -0.20998 | -0.057923 |  | 9.116 | 0.937
18 | 4.3604 | -3.4114 | -0.94103 |  | 9.6685 | 0.941
19 | 3.934 | -2.989 | -0.82449 |  | 10.221 | 0.941
20 | 3.5075 | -2.5615 | -0.70658 |  | 10.7735 | 0.941
21 | 3.0384 | -2.1734 | -0.59952 |  | 11.326 | 0.942
22 | 2.1002 | -1.1632 | -0.32086 |  | 11.8785 | 0.943
23 | 0.60758 | 0.33742 | 0.093074 |  | 12.4309 | 0.945
24 | 0.60758 | 0.33342 | 0.091971 |  | 12.9834 | 0.945
25 | 0.60758 | 0.25742 | 0.071007 |  | 13.5359 | 0.946
26 | 0.82081 | 0.12519 | 0.034532 |  | 14.0884 | 0.946
27 | 5.7678 | -4.8218 | -1.3301 |  | 14.6409 | 0.946
28 | 6.706 | -5.764 | -1.59 |  | 15.1934 | 0.946
29 | 6.1516 | -5.2106 | -1.4373 |  | 15.7459 | 0.947
30 | 3.209 | -2.266 | -0.62506 |  | 16.2983 | 0.947
31 | 0.60758 | 0.34042 | 0.093902 |  | 16.8508 | 0.948
32 | 1.5458 | -0.7058 | -0.19469 |  | 17.4033 | 0.948
33 | 3.6781 | -2.7241 | -0.75143 |  | 17.9558 | 0.948
34 | 0.9914 | -0.2174 | -0.059968 |  | 18.5083 | 0.949
35 | 0.60758 | -0.12058 | -0.033262 |  | 19.0608 | 0.95
36 | 0.60758 | -0.55558 | -0.15325 |  | 19.6133 | 0.952
37 | 0.60758 | -0.35058 | -0.096706 |  | 20.1657 | 0.953
38 | 3.806 | -2.86 | -0.78893 |  | 20.7182 | 0.954
39 | 8.6251 | -1.9001 | -0.52412 |  | 21.2707 | 0.955
40 | 2.612 | 2.087 | 0.5757 |  | 21.8232 | 1.114
41 | 0.60758 | 0.67942 | 0.18741 |  | 22.3757 | 1.119
42 | 0.60758 | -0.070583 | -0.01947 |  | 22.9282 | 1.287
43 | 2.3987 | -1.2847 | -0.35438 |  | 23.4807 | 2.43
44 | 11.9941 | -10.8751 | -2.9998 |  | 24.0331 | 2.771
45 | 13.6147 | -6.0897 | -1.6798 |  | 24.5856 | 2.981
46 | 6.3222 | 0.51083 | 0.14091 |  | 25.1381 | 2.99
47 | 9.7765 | -7.0055 | -1.9324 |  | 25.6906 | 2.994
48 | 12.0794 | -7.2744 | -2.0066 |  | 26.2431 | 3.547
49 | 13.7 | -7.275 | -2.0068 |  | 26.7956 | 3.714
50 | 16.0029 | -7.1169 | -1.9631 |  | 27.3481 | 4.079
51 | 16.472 | -4.484 | -1.2369 |  | 27.9006 | 4.151
52 | 10.075 | -2.92 | -0.80547 |  | 28.453 | 4.175
53 | 9.1795 | -5.0285 | -1.3871 |  | 29.0055 | 4.256
54 | 12.2074 | -4.8554 | -1.3393 |  | 29.558 | 4.434
55 | 4.3178 | -0.6038 | -0.16656 |  | 30.1105 | 4.541
56 | 5.4693 | -1.0353 | -0.28557 |  | 30.663 | 4.699
57 | 3.1664 | 1.6066 | 0.44318 |  | 31.2155 | 4.773
58 | 3.4222 | -0.43223 | -0.11923 |  | 31.768 | 4.805
59 | 13.0603 | -5.9683 | -1.6463 |  | 32.3204 | 5.064
60 | 5.4693 | -0.92825 | -0.25605 |  | 32.8729 | 5.075
61 | 10.7574 | -4.2164 | -1.1631 |  | 33.4254 | 5.086
62 | 11.4397 | -2.5737 | -0.70994 |  | 33.9779 | 5.346
63 | 3.8913 | 0.18766 | 0.051765 |  | 34.5304 | 5.682
64 | 11.9088 | -6.1888 | -1.7071 |  | 35.0829 | 5.72
65 | 12.3353 | -3.7323 | -1.0295 |  | 35.6354 | 5.86
66 | 5.6398 | -0.29384 | -0.081053 |  | 36.1878 | 6.378
67 | 0.86346 | 2.1175 | 0.58411 |  | 36.7403 | 6.425
68 | 4.3604 | -1.9304 | -0.5325 |  | 37.2928 | 6.541
69 | 11.9515 | -4.8575 | -1.3399 |  | 37.8453 | 6.57
70 | 16.9837 | -6.1787 | -1.7044 |  | 38.3978 | 6.725
71 | 20.4807 | -5.0697 | -1.3984 |  | 38.9503 | 6.833
72 | 20.6939 | -2.8229 | -0.77869 |  | 39.5028 | 6.848
73 | 17.0264 | -4.4354 | -1.2235 |  | 40.0552 | 6.911
74 | 17.9646 | -3.4006 | -0.93803 |  | 40.6077 | 7.092
75 | 11.525 | 0.16899 | 0.046614 |  | 41.1602 | 7.094
76 | 7.4736 | 0.21238 | 0.058583 |  | 41.7127 | 7.155
77 | 11.2691 | -2.4881 | -0.68634 |  | 42.2652 | 7.212
78 | 13.8706 | 0.27045 | 0.074601 |  | 42.8177 | 7.35
79 | 14.6382 | 1.8108 | 0.4995 |  | 43.3702 | 7.352
80 | 15.8749 | 2.0411 | 0.56302 |  | 43.9227 | 7.525
81 | 18.0925 | -1.6695 | -0.46053 |  | 44.4751 | 7.544
82 | 13.3588 | 1.9022 | 0.52471 |  | 45.0276 | 7.686
83 | 6.1089 | -0.42694 | -0.11777 |  | 45.5801 | 7.757
84 | 31.0143 | 2.5477 | 0.70276 |  | 46.1326 | 7.822
85 | 26.7924 | 2.7336 | 0.75406 |  | 46.6851 | 8.166
86 | 21.2057 | -0.7867 | -0.21701 |  | 47.2376 | 8.213
87 | 18.7749 | 0.62213 | 0.17161 |  | 47.7901 | 8.603
88 | 15.8749 | 1.7331 | 0.47806 |  | 48.3425 | 8.781
89 | 11.0133 | -0.95326 | -0.26295 |  | 48.895 | 8.826
90 | 4.3604 | 2.0176 | 0.55653 |  | 49.4475 | 8.866
91 | 1.5032 | 2.0438 | 0.56378 |  | 50 | 8.886
92 | 2.8678 | 0.12617 | 0.034803 |  | 50.5525 | 9.335
93 | 9.7339 | 0.74113 | 0.20444 |  | 51.105 | 9.41
94 | 11.7382 | -1.0102 | -0.27867 |  | 51.6575 | 9.438
95 | 8.0707 | 0.14233 | 0.039261 |  | 52.2099 | 9.697
96 | 9.9045 | -0.20746 | -0.057226 |  | 52.7624 | 9.725
97 | 14.9367 | 0.54629 | 0.15069 |  | 53.3149 | 9.827
98 | 12.975 | 7.103 | 1.9593 |  | 53.8674 | 9.987
99 | 18.3911 | 4.0269 | 1.1108 |  | 54.4199 | 10.06
100 | 14.5955 | 4.2225 | 1.1647 |  | 54.9724 | 10.473
101 | 14.2117 | 2.3383 | 0.645 |  | 55.5249 | 10.473
102 | 19.7557 | 4.2343 | 1.168 |  | 56.0773 | 10.475
103 | 13.1882 | 5.4418 | 1.5011 |  | 56.6298 | 10.641
104 | 1.9296 | 5.6144 | 1.5487 |  | 57.1823 | 10.728
105 | 15.1499 | 2.1751 | 0.59998 |  | 57.7348 | 10.772
106 | 15.5338 | 3.5032 | 0.96635 |  | 58.2873 | 10.805
107 | 16.6426 | 6.3924 | 1.7633 |  | 58.8398 | 10.985
108 | 10.4162 | 5.2738 | 1.4547 |  | 59.3923 | 10.997
109 | 6.0663 | 4.5747 | 1.2619 |  | 59.9448 | 11.03
110 | 11.9941 | 4.5859 | 1.265 |  | 60.4972 | 11.119
111 | 15.2352 | -4.2502 | -1.1724 |  | 61.0497 | 11.166
112 | 17.8793 | -3.0893 | -0.85216 |  | 61.6022 | 11.599
113 | 16.7705 | 0.088504 | 0.024413 |  | 62.1547 | 11.694
114 | 15.022 | 2.221 | 0.61265 |  | 62.7072 | 11.718
115 | 14.9367 | 0.96329 | 0.26572 |  | 63.2597 | 11.729
116 | 14.7235 | 2.8065 | 0.77416 |  | 63.8122 | 11.988
117 | 7.3883 | 4.3407 | 1.1973 |  | 64.3646 | 12.01
118 | 14.5955 | -1.6605 | -0.45805 |  | 64.9171 | 12.116
119 | 10.3736 | 0.79244 | 0.21859 |  | 65.4696 | 12.552
120 | 7.7721 | 3.2579 | 0.89866 |  | 66.0221 | 12.591
121 | 8.4545 | 1.2705 | 0.35046 |  | 66.5746 | 12.681
122 | 16.5999 | -4.5899 | -1.2661 |  | 67.1271 | 12.805
123 | 22.1866 | -2.2086 | -0.60922 |  | 67.6796 | 12.885
124 | 18.0499 | -0.41688 | -0.11499 |  | 68.232 | 12.935
125 | 29.9055 | 6.7555 | 1.8635 |  | 68.7845 | 13.292
126 | 40.9083 | 0.87475 | 0.24129 |  | 69.337 | 13.782
127 | 13.6573 | 0.83468 | 0.23024 |  | 69.8895 | 13.862
128 | 10.8 | 1.752 | 0.48327 |  | 70.442 | 14.141
129 | 18.519 | -5.838 | -1.6104 |  | 70.9945 | 14.492
130 | 8.9236 | 4.3684 | 1.205 |  | 71.547 | 14.564
131 | 10.203 | 2.682 | 0.73982 |  | 72.0994 | 14.571
132 | 6.0663 | 9.5827 | 2.6433 |  | 72.6519 | 14.79
133 | 10.7147 | 2.0903 | 0.57659 |  | 73.2044 | 14.983
134 | 10.928 | -3.171 | -0.87469 |  | 73.7569 | 15.07
135 | 11.2265 | 0.49151 | 0.13558 |  | 74.3094 | 15.261
136 | 8.7957 | 0.53935 | 0.14877 |  | 74.8619 | 15.411
137 | 6.9619 | 3.5111 | 0.96852 |  | 75.4144 | 15.483
138 | 0.86346 | 4.9965 | 1.3783 |  | 75.9669 | 15.649
139 | 5.9384 | 7.8436 | 2.1636 |  | 76.5193 | 15.69
140 | 18.0072 | 0.33076 | 0.091239 |  | 77.0718 | 15.713
141 | 10.5868 | -0.5998 | -0.16545 |  | 77.6243 | 15.9
142 | 2.5693 | 5.5967 | 1.5438 |  | 78.1768 | 15.999
143 | 11.8235 | -1.0515 | -0.29006 |  | 78.7293 | 16.423
144 | 11.6956 | -0.096597 | -0.026646 |  | 79.2818 | 16.449
145 | 19.0307 | -6.9147 | -1.9074 |  | 79.8343 | 16.55
146 | 19.6704 | 9.8466 | 2.7161 |  | 80.3867 | 16.58
147 | 30.1614 | -5.9674 | -1.6461 |  | 80.9392 | 16.613
148 | 22.3145 | 4.9345 | 1.3611 |  | 81.4917 | 16.793
149 | 19.4999 | 0.036147 | 0.0099708 |  | 82.0442 | 16.859
150 | 15.9176 | 3.9884 | 1.1002 |  | 82.5967 | 17.243
151 | 13.4014 | 5.0166 | 1.3838 |  | 83.1492 | 17.325
152 | 10.6721 | -0.19909 | -0.054917 |  | 83.7017 | 17.53
153 | 11.8235 | 3.8895 | 1.0729 |  | 84.2541 | 17.608
154 | 15.1073 | 7.5827 | 2.0916 |  | 84.8066 | 17.633
155 | 13.1456 | 1.9244 | 0.53084 |  | 85.3591 | 17.871
156 | 9.6912 | 4.8798 | 1.3461 |  | 85.9116 | 17.916
157 | 15.4058 | -0.42282 | -0.11663 |  | 86.4641 | 18.338
158 | 11.8235 | 4.7895 | 1.3211 |  | 87.0166 | 18.418
159 | 10.1177 | 3.7443 | 1.0328 |  | 87.5691 | 18.63
160 | 10.9706 | 0.14839 | 0.040932 |  | 88.1215 | 18.818
161 | 12.4632 | 3.5358 | 0.97532 |  | 88.674 | 19.037
162 | 12.25 | 4.543 | 1.2532 |  | 89.2265 | 19.332
163 | 11.3118 | 8.4142 | 2.321 |  | 89.779 | 19.397
164 | 12.8044 | 6.9846 | 1.9267 |  | 90.3315 | 19.536
165 | 12.5059 | 6.8261 | 1.8829 |  | 90.884 | 19.726
166 | 9.0942 | 0.34382 | 0.094841 |  | 91.4365 | 19.789
167 | 5.8531 | 1.0579 | 0.29182 |  | 91.989 | 19.906
168 | 4.659 | 0.42703 | 0.11779 |  | 92.5414 | 19.978
169 | 15.3205 | -7.4985 | -2.0684 |  | 93.0939 | 20.078
170 | 10.6721 | 0.32491 | 0.089625 |  | 93.6464 | 20.419
171 | 6.5354 | 0.67659 | 0.18663 |  | 94.1989 | 22.418
172 | 6.4928 | -1.4288 | -0.39411 |  | 94.7514 | 22.69
173 | 2.0576 | 2.1984 | 0.60643 |  | 95.3039 | 23.035
174 | 4.4884 | -0.31339 | -0.086446 |  | 95.8564 | 23.99
175 | 12.3353 | -2.9253 | -0.80692 |  | 96.4088 | 24.194
176 | 4.4031 | 2.1669 | 0.59773 |  | 96.9613 | 27.249
177 | 6.4928 | -1.4178 | -0.39108 |  | 97.5138 | 29.517
178 | 9.9471 | -3.0991 | -0.85487 |  | 98.0663 | 29.526
179 | 10.1603 | -1.3343 | -0.36807 |  | 98.6188 | 33.562
180 | 12.8044 | -5.4544 | -1.5046 |  | 99.1713 | 36.661
181 | 11.653 | -1.826 | -0.50368 |  | 99.7238 | 41.783

## Gas Baseline
ESTIMATED HEATING LOAD BASED ON METERED GAS USE DATA FOR 118-120 GILBERT ROAD
Collected manually by Will Brownsberger from November 2010 to June 2015
Heating Therms Adjustment
Therm/CCF |  | 1.037 | https://www.eia.gov/tools/faqs/faq.php?id=45&t=8
Adjustment for Downstairs (118) |  | 3.8475 | POSITIVE = SUBTRACTION, NEGATIVE = ADDITION
Adjustment for range and dryer -- see RECS tab
Adjustment for Upstairs (120) |  | 0 | POSITIVE = SUBTRACTION, NEGATIVE = ADDITION
Use zero -- no basis for adjustment
Gas Burner Efficiency | 95%
Month | 100 CF Gas Metered |  |  | Therms Heating Load
| 118 | 120 | Tot | 118 | 120 | Tot
2010-11-01 | 26 | 5 | 31 | 21.9588 | 4.9257 | 26.8845
2010-12-01 | 42 | 20 | 62 | 37.7212 | 19.703 | 57.4242
2011-01-01 | 56 | 20 | 76 | 51.5133 | 19.703 | 71.2163
2011-02-01 | 46 | 10 | 56 | 41.6618 | 9.8515 | 51.5133
2011-03-01 | 31 | 4 | 35 | 26.8845 | 3.9406 | 30.8251
2011-04-01 | 12 | 0 | 12 | 8.1667 | 0 | 8.1667
2011-05-01 | 3 | 0 | 3 | 0 | 0 | 0
2011-06-01 | 1 | 0 | 1 | 0 | 0 | 0
2011-07-01 | 1 | 0 | 1 | 0 | 0 | 0
2011-08-01 | 0 | 1 | 1 | 0 | 0.98515 | 0.98515
2011-09-01 | 1 | 0 | 1 | 0 | 0 | 0
2011-10-01 | 7 | 0 | 7 | 3.2409 | 0 | 3.2409
2011-11-01 | 12 | 0 | 12 | 8.1667 | 0 | 8.1667
2011-12-01 | 30 | 7 | 37 | 25.8994 | 6.896 | 32.7954
2012-01-01 | 42 | 14 | 56 | 37.7212 | 13.7921 | 51.5133
2012-02-01 | 36 | 12 | 48 | 31.8103 | 11.8218 | 43.6321
2012-03-01 | 18 | 3 | 21 | 14.0776 | 2.9554 | 17.033
2012-04-01 | 6 | 0 | 6 | 2.2558 | 0 | 2.2558
2012-05-01 | 7 | 0 | 7 | 3.2409 | 0 | 3.2409
2012-06-01 | 1 | 0 | 1 | 0 | 0 | 0
2012-07-01 | 0 | 0 | 0 | 0 | 0 | 0
2012-08-01 | 1 | 0 | 1 | 0 | 0 | 0
2012-09-01 | 2 | 0 | 2 | 0 | 0 | 0
2012-10-01 | 3 | 0 | 3 | 0 | 0 | 0
2012-11-01 | 23 | 4 | 27 | 19.0033 | 3.9406 | 22.9439
2012-12-01 | 37 | 16 | 53 | 32.7954 | 15.7624 | 48.5578
2013-01-01 | 48 | 19 | 67 | 43.6321 | 18.7178 | 62.3499
2013-02-01 | 38 | 17 | 55 | 33.7806 | 16.7475 | 50.5281
2013-03-01 | 24 | 11 | 35 | 19.9885 | 10.8366 | 30.8251
2013-04-01 | 14 | 1 | 15 | 10.137 | 0.98515 | 11.1221
2013-05-01 | 2 | 0 | 2 | 0 | 0 | 0
2013-06-01 | 3 | 0 | 3 | 0 | 0 | 0
2013-07-01 | 0 | 0 | 0 | 0 | 0 | 0
2013-08-01 | 1 | 0 | 1 | 0 | 0 | 0
2013-09-01 | 2 | 0 | 2 | 0 | 0 | 0
2013-10-01 | 6 | 0 | 6 | 2.2558 | 0 | 2.2558
2013-11-01 | 21 | 6 | 27 | 17.033 | 5.9109 | 22.9439
2013-12-01 | 51 | 17 | 68 | 46.5875 | 16.7475 | 63.3351
2014-01-01 | 52 | 26 | 78 | 47.5727 | 25.6139 | 73.1866
2014-02-01 | 36 | 17 | 53 | 31.8103 | 16.7475 | 48.5578
2014-03-01 | 39 | 12 | 51 | 34.7657 | 11.8218 | 46.5875
2014-04-01 | 13 | 0 | 13 | 9.1518 | 0 | 9.1518
2014-05-01 | 5 | 0 | 5 | 1.2706 | 0 | 1.2706
2014-06-01 | 0 | 0 | 0 | 0 | 0 | 0
2014-07-01 | 1 | 0 | 1 | 0 | 0 | 0
2014-08-01 | 1 | 0 | 1 | 0 | 0 | 0
2014-09-01 | 1 | 0 | 1 | 0 | 0 | 0
Octoaber 2014 | 5 | 0 | 5 | 1.2706 | 0 | 1.2706
2014-11-01 | 38 | 6 | 44 | 33.7806 | 5.9109 | 39.6915
2014-12-01 | 29 | 8 | 37 | 24.9142 | 7.8812 | 32.7954
2015-01-01 | 58 | 27 | 85 | 53.4836 | 26.599 | 80.0826
2015-02-01 | 56 | 28 | 84 | 51.5133 | 27.5842 | 79.0975
2015-03-01 | 51 | 18 | 69 | 46.5875 | 17.7327 | 64.3202
2015-04-01 | 15 | 1 | 16 | 11.1221 | 0.98515 | 12.1073
2015-05-01 | 5 | 0 | 5 | 1.2706 | 0 | 1.2706
2015-06-01 | 3 | 0 | 3 | 0 | 0 | 0

## kwh
Kilowatt Hours Consumed by Compressors (Two Units)
Day | 118 Downstairs | 120 Upstairs | Both | Measured kwh 2022-3 for two heat pumps (compressor only)
2022-10-02 | 0.157 | 4.0793 | 4.2363 | Downstairs | Upstairs | Total
2022-10-03 | 0.95 | 1.1027 | 2.0527 | 26.3194 | 35.0871 | 61.4065
2022-10-04 | 0.947 | 3.6643 | 4.6113 | 116.1736 | 129.2222 | 245.3958
2022-10-05 | 0.941 | 1.093 | 2.034 | 377.4285 | 246.8391 | 624.2676
2022-10-06 | 0.711 | 0.881 | 1.592 | 449.8268 | 246.2113 | 696.0381
2022-10-07 | 0.603 | 0.7883 | 1.3913 | 460.7144 | 241.3957 | 702.1101
2022-10-08 | 0.955 | 1.039 | 1.994 | 360.0174 | 185.4052 | 545.4226
2022-10-09 | 0.948 | 1.03 | 1.978 | 1790.4801 | 1084.1606 | 2874.6407
2022-10-10 | 0.948 | 1.0288 | 1.9768 | 29.3 | kwh_per_therm
2022-10-11 | 0.953 | 1.0315 | 1.9845
2022-10-12 | 0.731 | 0.7752 | 1.5062
2022-10-13 | 0.885 | 0.9352 | 1.8202
2022-10-14 | 0.893 | 0.8388 | 1.7318
2022-10-15 | 0.816 | 0.8835 | 1.6995
2022-10-16 | 0.873 | 0.9241 | 1.7971 | Row Labels | Sum of 118 Downstairs | Sum of 120 Upstairs | Sum of Both
2022-10-17 | 0.947 | 1.0248 | 1.9718 | Oct | 26.321 | 35.0871 | 61.4081
2022-10-18 | 0.952 | 1.0252 | 1.9772 | Nov | 116.174 | 129.2222 | 245.3962
2022-10-19 | 0.949 | 1.0278 | 1.9768 | Dec | 377.432 | 246.8391 | 624.2711
2022-10-20 | 0.945 | 1.0189 | 1.9639 | Jan | 449.828 | 246.2113 | 696.0393
2022-10-21 | 0.946 | 1.0232 | 1.9692 | Feb | 460.716 | 241.3957 | 702.1117
2022-10-22 | 0.865 | 0.9304 | 1.7954 | Mar | 360.018 | 185.4052 | 545.4232
2022-10-23 | 0.937 | 1.0125 | 1.9495 | Grand Total | 1790.489 | 1084.1606 | 2874.6496
2022-10-24 | 0.945 | 1.02 | 1.965
2022-10-25 | 0.941 | 1.0172 | 1.9582 | Note, from 15 minute data, baseline idling is .04kwh x 24 or |  |  | 0.96
2022-10-26 | 0.865 | 0.7875 | 1.6525 | Higher for upstairs .047 |  |  | 1.128
2022-10-27 | 0.946 | 1.024 | 1.97 | So, October is mostly idling in both units -- will factor out in regression and correlation
2022-10-28 | 0.946 | 1.0219 | 1.9679
2022-10-29 | 0.942 | 1.0205 | 1.9625
2022-10-30 | 0.941 | 1.0174 | 1.9584
2022-10-31 | 0.943 | 1.0211 | 1.9641
2022-11-01 | 0.948 | 1.0227 | 1.9707
2022-11-02 | 0.84 | 0.8927 | 1.7327
2022-11-03 | 0.954 | 1.0304 | 1.9844
2022-11-04 | 0.774 | 0.811 | 1.585
2022-11-05 | 0.487 | 0.5235 | 1.0105
2022-11-06 | 0.052 | 0.0624 | 0.1144
2022-11-07 | 0.257 | 0.2854 | 0.5424
2022-11-08 | 0.946 | 1.0273 | 1.9733
2022-11-09 | 6.725 | 1.0179 | 7.7429
2022-11-10 | 4.699 | 1.0242 | 5.7232
2022-11-11 | 1.287 | 0.6763 | 1.9633
2022-11-12 | 0.537 | 0.3821 | 0.9191
2022-11-13 | 1.114 | 1.0204 | 2.1344
2022-11-14 | 1.119 | 1.0189 | 2.1379
2022-11-15 | 7.525 | 7.5567 | 15.0817
2022-11-16 | 6.833 | 5.2247 | 12.0577
2022-11-17 | 2.771 | 6.1403 | 8.9113
2022-11-18 | 4.805 | 9.3449 | 14.1499
2022-11-19 | 6.425 | 9.2007 | 15.6257
2022-11-20 | 8.886 | 9.5051 | 18.3911
2022-11-21 | 11.988 | 10.8866 | 22.8746
2022-11-22 | 7.155 | 8.4825 | 15.6375
2022-11-23 | 4.151 | 6.5885 | 10.7395
2022-11-24 | 7.352 | 8.9513 | 16.3033
2022-11-25 | 3.714 | 5.4461 | 9.1601
2022-11-26 | 4.434 | 6.1272 | 10.5612
2022-11-27 | 4.773 | 4.6629 | 9.4359
2022-11-28 | 2.99 | 1.0936 | 4.0836
2022-11-29 | 7.092 | 11.6247 | 18.7167
2022-11-30 | 4.541 | 7.5912 | 12.1322
2022-12-01 | 6.541 | 7.0703 | 13.6113
2022-12-02 | 8.866 | 7.378 | 16.244
2022-12-03 | 4.079 | 4.5724 | 8.6514
2022-12-04 | 5.72 | 5.202 | 10.922
2022-12-05 | 8.603 | 8.6212 | 17.2242
2022-12-06 | 5.346 | 7.0717 | 12.4177
2022-12-07 | 2.981 | 2.9122 | 5.8932
2022-12-08 | 2.43 | 1.0967 | 3.5267
2022-12-09 | 7.094 | 6.8142 | 13.9082
2022-12-10 | 10.805 | 11.8148 | 22.6198
2022-12-11 | 15.411 | 14.8903 | 30.3013
2022-12-12 | 17.871 | 11.8068 | 29.6778
2022-12-13 | 12.591 | 12.6581 | 25.2491
2022-12-14 | 14.564 | 13.4336 | 27.9976
2022-12-15 | 11.694 | 12.8776 | 24.5716
2022-12-16 | 7.686 | 6.9152 | 14.6012
2022-12-17 | 8.781 | 9.6186 | 18.3996
2022-12-18 | 14.141 | 8.3341 | 22.4751
2022-12-19 | 16.449 | 7.8302 | 24.2792
2022-12-20 | 17.916 | 7.7389 | 25.6549
2022-12-21 | 16.423 | 7.4187 | 23.8417
2022-12-22 | 15.261 | 6.8394 | 22.1004
2022-12-23 | 5.682 | 1.0812 | 6.7632
2022-12-24 | 33.562 | 7.6973 | 41.2593
2022-12-25 | 29.526 | 14.0395 | 43.5655
2022-12-26 | 20.419 | 9.4709 | 29.8899
2022-12-27 | 19.397 | 10.1122 | 29.5092
2022-12-28 | 17.608 | 11.7557 | 29.3637
2022-12-29 | 10.06 | 7.5951 | 17.6551
2022-12-30 | 6.378 | 1.0864 | 7.4644
2022-12-31 | 3.547 | 1.0858 | 4.6328
2023-01-01 | 2.994 | 1.083 | 4.077
2023-01-02 | 10.475 | 3.28 | 13.755
2023-01-03 | 10.728 | 7.2352 | 17.9632
2023-01-04 | 8.213 | 4.5283 | 12.7413
2023-01-05 | 9.697 | 5.8995 | 15.5965
2023-01-06 | 15.483 | 10.1124 | 25.5954
2023-01-07 | 20.078 | 8.336 | 28.414
2023-01-08 | 22.418 | 1.013 | 23.431
2023-01-09 | 18.818 | 7.6918 | 26.5098
2023-01-10 | 16.55 | 6.9534 | 23.5034
2023-01-11 | 23.99 | 9.7371 | 33.7271
2023-01-12 | 18.63 | 13.396 | 32.026
2023-01-13 | 7.544 | 1.0908 | 8.6348
2023-01-14 | 17.325 | 7.7942 | 25.1192
2023-01-15 | 19.037 | 10.4439 | 29.4809
2023-01-16 | 23.035 | 13.5502 | 36.5852
2023-01-17 | 15.69 | 7.894 | 23.584
2023-01-18 | 10.641 | 4.0128 | 14.6538
2023-01-19 | 16.58 | 6.4013 | 22.9813
2023-01-20 | 10.985 | 10.036 | 21.021
2023-01-21 | 14.79 | 11.5129 | 26.3029
2023-01-22 | 16.859 | 13.0568 | 29.9158
2023-01-23 | 17.243 | 15.6587 | 32.9017
2023-01-24 | 15.9 | 10.9413 | 26.8413
2023-01-25 | 17.53 | 10.9743 | 28.5043
2023-01-26 | 11.729 | 7.8233 | 19.5523
2023-01-27 | 12.935 | 7.9215 | 20.8565
2023-01-28 | 11.166 | 7.0867 | 18.2527
2023-01-29 | 11.03 | 7.533 | 18.563
2023-01-30 | 9.725 | 5.8655 | 15.5905
2023-01-31 | 12.01 | 7.3484 | 19.3584
2023-02-01 | 19.978 | 12.1847 | 32.1627
2023-02-02 | 17.633 | 12.2814 | 29.9144
2023-02-03 | 36.661 | 11.7557 | 48.4167
2023-02-04 | 41.783 | 30.0678 | 71.8508
2023-02-05 | 14.492 | 11.802 | 26.294
2023-02-06 | 12.552 | 8.5102 | 21.0622
2023-02-07 | 12.681 | 9.0984 | 21.7794
2023-02-08 | 13.292 | 7.6386 | 20.9306
2023-02-09 | 12.885 | 6.9668 | 19.8518
2023-02-10 | 15.649 | 4.6607 | 20.3097
2023-02-11 | 12.805 | 1.1031 | 13.9081
2023-02-12 | 7.757 | 1.0923 | 8.8493
2023-02-13 | 11.718 | 7.3892 | 19.1072
2023-02-14 | 9.335 | 6.1826 | 15.5176
2023-02-15 | 10.473 | 5.6225 | 16.0955
2023-02-16 | 5.86 | 1.0913 | 6.9513
2023-02-17 | 13.782 | 1.0846 | 14.8666
2023-02-18 | 18.338 | 7.6267 | 25.9647
2023-02-19 | 9.987 | 6.8006 | 16.7876
2023-02-20 | 8.166 | 4.0347 | 12.2007
2023-02-21 | 10.772 | 1.0843 | 11.8563
2023-02-22 | 11.599 | 7.2026 | 18.8016
2023-02-23 | 12.116 | 10.2897 | 22.4057
2023-02-24 | 29.517 | 9.7932 | 39.3102
2023-02-25 | 24.194 | 15.36 | 39.554
2023-02-26 | 27.249 | 17.7668 | 45.0158
2023-02-27 | 19.536 | 9.6707 | 29.2067
2023-02-28 | 19.906 | 13.2345 | 33.1405
2023-03-01 | 18.418 | 8.6447 | 27.0627
2023-03-02 | 10.473 | 6.8141 | 17.2871
2023-03-03 | 15.713 | 7.2413 | 22.9543
2023-03-04 | 22.69 | 8.3724 | 31.0624
2023-03-05 | 15.07 | 10.1215 | 25.1915
2023-03-06 | 14.571 | 7.1799 | 21.7509
2023-03-07 | 14.983 | 8.4414 | 23.4244
2023-03-08 | 16.613 | 11.4789 | 28.0919
2023-03-09 | 13.862 | 7.0606 | 20.9226
2023-03-10 | 11.119 | 6.476 | 17.595
2023-03-11 | 15.999 | 7.5543 | 23.5533
2023-03-12 | 16.793 | 7.9801 | 24.7731
2023-03-13 | 19.726 | 6.7016 | 26.4276
2023-03-14 | 19.789 | 9.7263 | 29.5153
2023-03-15 | 19.332 | 9.4609 | 28.7929
2023-03-16 | 9.438 | 6.5398 | 15.9778
2023-03-17 | 6.911 | 4.593 | 11.504
2023-03-18 | 5.086 | 1.0944 | 6.1804
2023-03-19 | 7.822 | 5.6582 | 13.4802
2023-03-20 | 10.997 | 7.7815 | 18.7785
2023-03-21 | 7.212 | 5.9585 | 13.1705
2023-03-22 | 5.064 | 1.1041 | 6.1681
2023-03-23 | 4.256 | 1.0946 | 5.3506
2023-03-24 | 4.175 | 1.1003 | 5.2753
2023-03-25 | 9.41 | 4.6723 | 14.0823
2023-03-26 | 6.57 | 4.855 | 11.425
2023-03-27 | 5.075 | 1.0918 | 6.1668
2023-03-28 | 6.848 | 1.0885 | 7.9365
2023-03-29 | 8.826 | 6.9428 | 15.7688
2023-03-30 | 7.35 | 1.0997 | 8.4497
2023-03-31 | 9.827 | 7.4767 | 17.3037

## HDD
Description: | Fahrenheit-based heating degree days with base temperatures from 38 to 71
Source: | www.degreedays.net
Combined | (KBOS + KBED )/2
(Column titles show the base temperature in Fahrenheit)
Month starting | HDD 38 | HDD 39 | HDD 40 | HDD 41 | HDD 42 | HDD 43 | HDD 44 | HDD 45 | HDD 46 | HDD 47 | HDD 48 | HDD 49 | HDD 50 | HDD 51 | HDD 52 | HDD 53 | HDD 54 | HDD 55 | HDD 56 | HDD 57 | HDD 58 | HDD 59 | HDD 60 | HDD 61 | HDD 62 | HDD 63 | HDD 64 | HDD 65 | HDD 66 | HDD 67 | HDD 68 | HDD 69 | HDD 70 | HDD 71
2000-01-01 | 436.4 | 460.75 | 485.65 | 511 | 537.1 | 563.9 | 591.35 | 619.3 | 647.75 | 676.1 | 705 | 733.9 | 763.05 | 792.35 | 821.75 | 851.45 | 881.45 | 911.65 | 942.05 | 972.55 | 1003 | 1033.6 | 1064.1 | 1094.75 | 1125.55 | 1156.5 | 1187.45 | 1218.45 | 1249.45 | 1280.45 | 1311.45 | 1342.45 | 1373.45 | 1404.45
2000-02-01 | 208.55 | 230.1 | 252.75 | 276.3 | 300.45 | 325.1 | 350.1 | 376.05 | 402.1 | 428.8 | 455.85 | 483.2 | 510.75 | 538.4 | 566.15 | 594 | 622.25 | 650.7 | 679.25 | 707.85 | 736.65 | 765.35 | 794.2 | 823.2 | 852.2 | 881.2 | 910.2 | 939.2 | 968.2 | 997.2 | 1026.2 | 1055.2 | 1084.2 | 1113.2
2000-03-01 | 61.7 | 73.4 | 87.2 | 102.45 | 118.55 | 135.6 | 153.45 | 172.6 | 193.05 | 214.3 | 236.65 | 259.85 | 284.15 | 309.6 | 335.75 | 362.65 | 389.85 | 417.45 | 445.75 | 474.25 | 503.05 | 532.25 | 561.65 | 591.4 | 621.35 | 651.55 | 681.95 | 712.35 | 742.8 | 773.5 | 804.2 | 834.95 | 865.65 | 896.55
2000-04-01 | 10.9 | 15.05 | 19.8 | 25.9 | 33.45 | 43.45 | 55.75 | 69.5 | 85.2 | 102.6 | 121.35 | 141.2 | 162.35 | 184.5 | 207.5 | 231.3 | 255.2 | 279.85 | 304.8 | 330.5 | 356.5 | 383.1 | 410.15 | 437.8 | 466.1 | 494.65 | 523.3 | 552.2 | 581.2 | 610.45 | 639.7 | 669.2 | 698.85 | 728.55
2000-05-01 | 0.95 | 1.3 | 1.75 | 2.3 | 2.95 | 3.75 | 5.1 | 6.85 | 9.45 | 12.9 | 17.75 | 23.3 | 30.2 | 39.45 | 50.2 | 62.1 | 75.4 | 90.15 | 106.2 | 123.6 | 142.35 | 162.05 | 183.05 | 205.35 | 228.45 | 252.5 | 277.85 | 303.85 | 330.3 | 357.1 | 384.4 | 412.25 | 440.4 | 468.95
2000-06-01 | 0 | 0 | 0 | 0 | 0 | 0 | 0.05 | 0.1 | 0.35 | 0.85 | 1.5 | 2.35 | 3.2 | 4.55 | 6.35 | 9.55 | 13.25 | 18 | 23.2 | 29.35 | 36.35 | 44.2 | 52.9 | 62.05 | 72.1 | 82.75 | 94.45 | 108 | 122.75 | 138.5 | 155.55 | 173.35 | 192 | 212.05
2000-07-01 | 0 | 0 | 0 | 0 | 0 | 0 | 0 | 0 | 0 | 0 | 0 | 0 | 0 | 0 | 0.25 | 0.6 | 1.2 | 1.95 | 3 | 4.35 | 5.95 | 7.85 | 10.25 | 13.4 | 17.45 | 23.2 | 30.05 | 39.5 | 50.9 | 64.6 | 79.8 | 96.65 | 114.75 | 134.25
2000-08-01 | 0 | 0 | 0 | 0 | 0 | 0 | 0 | 0 | 0 | 0 | 0.05 | 0.15 | 0.3 | 0.65 | 1.15 | 1.75 | 2.35 | 3.3 | 4.45 | 5.9 | 7.6 | 9.95 | 12.8 | 15.85 | 20.1 | 25.75 | 33.1 | 42.7 | 53.8 | 66.6 | 80.65 | 96.35 | 113.75 | 132.6
2000-09-01 | 1.8 | 2.25 | 2.85 | 3.55 | 4.25 | 5.05 | 6.15 | 7.6 | 9.25 | 11.2 | 13.2 | 16.05 | 19.35 | 23.45 | 28.3 | 33.8 | 40.2 | 47.45 | 55.55 | 64.4 | 73.9 | 83.9 | 95.05 | 106.85 | 120.1 | 134.8 | 150.45 | 167.75 | 186.4 | 206.55 | 228.1 | 250.5 | 273.7 | 297.7
2000-10-01 | 8.75 | 11.75 | 15.35 | 19.8 | 25.25 | 31.55 | 39.2 | 47.55 | 56.75 | 66.55 | 77.35 | 89.15 | 101.8 | 116 | 131.35 | 147.95 | 166.05 | 185.65 | 206.15 | 228.25 | 250.95 | 274.5 | 298.6 | 323.8 | 349.3 | 375.6 | 402.15 | 429.2 | 457.1 | 485.25 | 514.05 | 543.2 | 572.55 | 602.2
2000-11-01 | 63.8 | 72.15 | 81.4 | 91.8 | 103.25 | 115.9 | 130.35 | 146.05 | 163.55 | 182.8 | 204.3 | 227.5 | 252.75 | 279.35 | 306.45 | 334.3 | 362.45 | 391.05 | 420.05 | 449.15 | 478.5 | 508 | 537.6 | 567.3 | 597.15 | 627.15 | 657.15 | 687.15 | 717.15 | 747.15 | 777.15 | 807.15 | 837.15 | 867.15
2000-12-01 | 344.85 | 372.55 | 401 | 429.65 | 458.7 | 488.05 | 517.6 | 547.3 | 577.2 | 607.05 | 637 | 667.1 | 697.1 | 727.25 | 757.4 | 787.7 | 818.1 | 848.5 | 878.9 | 909.4 | 939.85 | 970.35 | 1000.9 | 1031.55 | 1062.25 | 1093.15 | 1124.15 | 1155.15 | 1186.15 | 1217.15 | 1248.15 | 1279.15 | 1310.15 | 1341.15
2001-01-01 | 322.3 | 351.95 | 382.05 | 412.65 | 443.4 | 474.3 | 505.3 | 536.3 | 567.3 | 598.3 | 629.3 | 660.3 | 691.3 | 722.3 | 753.3 | 784.3 | 815.3 | 846.3 | 877.3 | 908.3 | 939.3 | 970.3 | 1001.3 | 1032.3 | 1063.3 | 1094.3 | 1125.3 | 1156.3 | 1187.3 | 1218.3 | 1249.3 | 1280.3 | 1311.3 | 1342.3
2001-02-01 | 239.3 | 262.7 | 287.05 | 312 | 337.85 | 364.15 | 390.75 | 417.7 | 444.85 | 472.1 | 499.7 | 527.4 | 555.25 | 583.15 | 611.05 | 639 | 667 | 695 | 723 | 751 | 779 | 807 | 835 | 863 | 891 | 919 | 947 | 975 | 1003 | 1031 | 1059 | 1087 | 1115 | 1143
2001-03-01 | 151.4 | 173.35 | 196.7 | 221.9 | 247.9 | 275.3 | 303.6 | 332.6 | 362.05 | 391.9 | 421.95 | 452.45 | 483.35 | 514.35 | 545.35 | 576.35 | 607.35 | 638.35 | 669.35 | 700.35 | 731.35 | 762.35 | 793.35 | 824.35 | 855.35 | 886.35 | 917.35 | 948.35 | 979.35 | 1010.35 | 1041.35 | 1072.35 | 1103.35 | 1134.35
2001-04-01 | 18.85 | 24.55 | 31.65 | 39.6 | 48.4 | 58.7 | 70.6 | 83.9 | 98.5 | 114.45 | 131.3 | 149.4 | 168.35 | 188.05 | 209.1 | 230.85 | 253.1 | 276.8 | 300.9 | 325.75 | 351.4 | 377.45 | 404.15 | 431.1 | 458.5 | 486 | 513.7 | 541.7 | 569.85 | 598.25 | 626.8 | 655.4 | 684.1 | 713.05
2001-05-01 | 1.8 | 2.15 | 2.55 | 3.1 | 3.8 | 4.5 | 5.55 | 6.75 | 8.25 | 10.2 | 12.55 | 16 | 20.95 | 27.35 | 35.3 | 44.85 | 56.3 | 69.05 | 83.45 | 99.45 | 117 | 135.85 | 155.7 | 176.8 | 198.2 | 220.75 | 243.7 | 267.5 | 291.85 | 316.75 | 342.15 | 367.95 | 394.05 | 420.55
2001-06-01 | 0 | 0 | 0 | 0.05 | 0.15 | 0.25 | 0.35 | 0.5 | 0.65 | 0.8 | 0.95 | 1.2 | 1.6 | 2.2 | 2.85 | 3.95 | 5.5 | 7.2 | 9.4 | 12.1 | 15.3 | 18.85 | 23.05 | 27.75 | 33.4 | 40.15 | 48 | 56.95 | 67 | 77.95 | 90.85 | 104.5 | 119.7 | 136.5
2001-07-01 | 0 | 0 | 0 | 0 | 0 | 0 | 0 | 0 | 0 | 0.05 | 0.1 | 0.3 | 0.5 | 0.8 | 1.35 | 1.85 | 2.7 | 3.7 | 5.05 | 6.7 | 9.05 | 11.95 | 15.4 | 19.9 | 25 | 31.3 | 39.15 | 49 | 60.45 | 73.35 | 87.7 | 104.35 | 122.7 | 142.7
2001-08-01 | 0 | 0 | 0 | 0 | 0 | 0 | 0 | 0 | 0 | 0 | 0 | 0 | 0 | 0 | 0.05 | 0.15 | 0.35 | 0.6 | 0.9 | 1.5 | 2.1 | 2.95 | 4.05 | 5.4 | 7.2 | 9.5 | 12.35 | 16.15 | 20.85 | 27.1 | 34.85 | 44.6 | 55.45 | 68.35
2001-09-01 | 0.05 | 0.1 | 0.2 | 0.4 | 0.6 | 0.9 | 1.35 | 2.05 | 3.05 | 4.3 | 5.75 | 7.4 | 9.1 | 11.3 | 13.95 | 17.4 | 21.8 | 27.15 | 33.4 | 40.45 | 48.55 | 57.5 | 67.4 | 78.25 | 89.7 | 102.8 | 117.45 | 133.6 | 150.85 | 169.8 | 189.75 | 210.8 | 233.2 | 256.55
2001-10-01 | 12.1 | 14.65 | 17.35 | 20.6 | 24.35 | 28.4 | 32.95 | 37.9 | 43.75 | 50.15 | 57.6 | 66.15 | 75.65 | 86.25 | 97.65 | 110.25 | 124.45 | 140 | 157.1 | 175.5 | 195.1 | 216.05 | 237.35 | 259.6 | 282.6 | 306.45 | 331.1 | 357.1 | 383.7 | 410.5 | 437.8 | 465.6 | 493.9 | 522.35
2001-11-01 | 30.75 | 36.65 | 43.5 | 51.3 | 59.95 | 70.1 | 81.15 | 93.6 | 107.65 | 122.45 | 138.4 | 155.65 | 174.2 | 194.25 | 215.05 | 237.1 | 259.9 | 283.75 | 308.5 | 334.15 | 360.2 | 386.95 | 413.9 | 441.35 | 469.2 | 497.4 | 525.95 | 555.05 | 584.4 | 613.85 | 643.45 | 673.2 | 702.95 | 732.8
2001-12-01 | 125.5 | 144.2 | 163.75 | 184.4 | 205.7 | 227.55 | 250.5 | 273.8 | 297.6 | 322 | 347.1 | 372.9 | 399.15 | 425.9 | 452.95 | 480.4 | 508.45 | 536.8 | 565.5 | 594.4 | 623.65 | 653.05 | 682.55 | 712.2 | 742 | 771.9 | 801.95 | 832.2 | 862.65 | 893.1 | 923.7 | 954.35 | 985.2 | 1016.1
2002-01-01 | 147.1 | 170.15 | 194.45 | 219.8 | 245.85 | 272.55 | 299.85 | 327.75 | 356.2 | 385 | 414.55 | 444.35 | 474.3 | 504.6 | 535.05 | 565.45 | 596 | 626.65 | 657.2 | 687.9 | 718.6 | 749.3 | 780.05 | 810.85 | 841.65 | 872.55 | 903.5 | 934.5 | 965.5 | 996.5 | 1027.5 | 1058.5 | 1089.5 | 1120.5
2002-02-01 | 161.4 | 180.5 | 200.45 | 221.3 | 242.75 | 264.85 | 287.7 | 311.15 | 335.1 | 359.55 | 384.5 | 410 | 435.9 | 462.2 | 488.8 | 515.8 | 543.2 | 570.75 | 598.4 | 626.15 | 653.95 | 681.8 | 709.75 | 737.7 | 765.65 | 793.65 | 821.65 | 849.65 | 877.65 | 905.65 | 933.65 | 961.65 | 989.65 | 1017.65
2002-03-01 | 95.15 | 110.85 | 128.2 | 147.15 | 167.6 | 189.55 | 212.8 | 236.95 | 261.85 | 287.75 | 314.35 | 341.35 | 368.45 | 396.2 | 424.1 | 452.05 | 480.4 | 509.05 | 537.95 | 567.3 | 596.75 | 626.6 | 656.75 | 687.2 | 717.95 | 748.65 | 779.55 | 810.45 | 841.35 | 872.3 | 903.3 | 934.3 | 965.3 | 996.3
2002-04-01 | 17.15 | 22.4 | 28.75 | 36.3 | 45 | 54.4 | 65.25 | 77.2 | 90.6 | 105.35 | 121 | 137.95 | 155.9 | 174.45 | 193.85 | 214.25 | 235 | 256.9 | 279.55 | 302.5 | 326.3 | 350.65 | 375.4 | 400.55 | 426.2 | 452.35 | 478.55 | 505.45 | 532.6 | 559.8 | 587.45 | 615.35 | 643.6 | 671.9
2002-05-01 | 1.55 | 2.35 | 3.4 | 4.7 | 6.35 | 8.3 | 10.9 | 14.4 | 18.7 | 24.1 | 31.05 | 39 | 47.65 | 57.6 | 68.55 | 80.6 | 93.8 | 108.6 | 124.2 | 140.7 | 158.4 | 177.15 | 196.1 | 216.35 | 237.5 | 259.4 | 282.35 | 306 | 330.6 | 356.35 | 382.7 | 409.55 | 436.95 | 464.45
2002-06-01 | 0 | 0.05 | 0.2 | 0.3 | 0.5 | 0.75 | 0.95 | 1.25 | 1.6 | 2 | 2.55 | 3.35 | 4.35 | 5.8 | 7.95 | 10.9 | 15 | 20.85 | 27.75 | 35.45 | 44.2 | 53.45 | 63.55 | 74.25 | 86.35 | 99.3 | 113.3 | 128.05 | 143.6 | 160.25 | 177.8 | 196.5 | 215.8 | 236
2002-07-01 | 0 | 0 | 0 | 0 | 0 | 0 | 0 | 0 | 0 | 0 | 0 | 0.15 | 0.4 | 0.75 | 1.2 | 1.75 | 2.5 | 3.2 | 4.05 | 4.85 | 5.85 | 6.95 | 8.5 | 10.4 | 13 | 16.15 | 20.4 | 25.65 | 31.95 | 39.25 | 47.75 | 57.7 | 68.75 | 81.45
2002-08-01 | 0 | 0 | 0 | 0 | 0 | 0 | 0 | 0 | 0 | 0.05 | 0.1 | 0.1 | 0.15 | 0.35 | 0.55 | 0.95 | 1.3 | 1.7 | 2.3 | 3.1 | 4.4 | 6.25 | 8.8 | 11.85 | 15.8 | 20 | 24.9 | 31 | 38.1 | 46.45 | 55.7 | 66.45 | 77.8 | 90.85
2002-09-01 | 0 | 0 | 0 | 0.05 | 0.1 | 0.2 | 0.3 | 0.45 | 0.6 | 0.9 | 1.4 | 2 | 3.05 | 4.15 | 5.7 | 7.45 | 9.5 | 11.75 | 14.4 | 17.6 | 21.5 | 26.25 | 32.1 | 39.4 | 47.85 | 57.9 | 69.6 | 82.6 | 96.55 | 112.45 | 129.05 | 146.5 | 165.05 | 185.1
2002-10-01 | 20.95 | 25.85 | 31.3 | 37.45 | 44 | 51.4 | 59.85 | 68.95 | 78.8 | 89.95 | 101.95 | 114.95 | 128.9 | 144.25 | 160.35 | 177.55 | 195.55 | 215.25 | 235.95 | 258.2 | 282.2 | 307.65 | 333.8 | 360.55 | 387.8 | 415.3 | 443 | 470.9 | 498.85 | 527.05 | 555.35 | 584.1 | 613.05 | 642.3
2002-11-01 | 72.05 | 84.4 | 98.05 | 112.95 | 129.2 | 146.35 | 164.6 | 184.2 | 205.3 | 227.95 | 251.35 | 275.8 | 300.85 | 326.3 | 352.25 | 378.55 | 405.2 | 432.2 | 459.55 | 487.1 | 514.95 | 543.1 | 571.4 | 599.75 | 628.35 | 656.9 | 685.6 | 714.6 | 743.85 | 773.2 | 802.8 | 832.75 | 862.65 | 892.65
2002-12-01 | 232.15 | 256.45 | 282.2 | 309 | 336.9 | 365.3 | 394.4 | 424.05 | 454.1 | 484.25 | 514.5 | 544.9 | 575.3 | 605.8 | 636.4 | 667 | 697.6 | 728.3 | 759 | 789.7 | 820.45 | 851.25 | 882.1 | 913.1 | 944.1 | 975.1 | 1006.1 | 1037.1 | 1068.1 | 1099.1 | 1130.1 | 1161.1 | 1192.1 | 1223.1
2003-01-01 | 500.4 | 530.85 | 561.4 | 592.05 | 622.8 | 653.65 | 684.65 | 715.65 | 746.65 | 777.65 | 808.65 | 839.65 | 870.65 | 901.65 | 932.65 | 963.65 | 994.65 | 1025.65 | 1056.65 | 1087.65 | 1118.65 | 1149.65 | 1180.65 | 1211.65 | 1242.65 | 1273.65 | 1304.65 | 1335.65 | 1366.65 | 1397.65 | 1428.65 | 1459.65 | 1490.65 | 1521.65
2003-02-01 | 367.75 | 393.75 | 420.05 | 446.45 | 473.15 | 500.05 | 527.2 | 554.65 | 582.1 | 609.7 | 637.4 | 665.15 | 692.95 | 720.75 | 748.65 | 776.6 | 804.6 | 832.6 | 860.6 | 888.6 | 916.6 | 944.6 | 972.6 | 1000.6 | 1028.6 | 1056.6 | 1084.6 | 1112.6 | 1140.6 | 1168.6 | 1196.6 | 1224.6 | 1252.6 | 1280.6
2003-03-01 | 182.95 | 201.35 | 220.8 | 241 | 262.05 | 284.05 | 306.85 | 330.5 | 354.95 | 379.9 | 405.8 | 431.9 | 458.55 | 485.6 | 513.1 | 541.05 | 569.35 | 597.95 | 627 | 656.05 | 685.55 | 715.05 | 744.85 | 774.75 | 804.75 | 834.95 | 865.45 | 895.85 | 926.5 | 957.2 | 988.15 | 1019.1 | 1050.05 | 1081.05
2003-04-01 | 55.75 | 67.2 | 80.05 | 94 | 108.85 | 124.55 | 141.35 | 159 | 177.65 | 197.4 | 218.05 | 239.65 | 262.15 | 285.5 | 309.3 | 333.6 | 358.15 | 383.5 | 408.55 | 434.3 | 460.2 | 486.6 | 513.25 | 540 | 567.25 | 594.55 | 622.2 | 650.05 | 678 | 706.25 | 734.55 | 763.05 | 791.55 | 820.15
2003-05-01 | 1.2 | 1.55 | 2 | 2.5 | 3.2 | 4.15 | 5.35 | 7.35 | 9.6 | 13.15 | 18.75 | 26.9 | 37.3 | 49.4 | 63.05 | 78.05 | 94.9 | 112.7 | 132.3 | 153 | 174.95 | 197.6 | 221.2 | 245.9 | 271.3 | 297.55 | 324.4 | 351.8 | 379.4 | 407.6 | 435.85 | 464.35 | 493.3 | 522.6
2003-06-01 | 0 | 0 | 0 | 0 | 0 | 0 | 0 | 0.05 | 0.1 | 0.15 | 0.4 | 0.65 | 1 | 1.45 | 2.15 | 3.1 | 4.5 | 6.9 | 10.15 | 14.75 | 21.35 | 29.8 | 40.35 | 52.25 | 65.55 | 79.6 | 95.15 | 112.1 | 129.75 | 148.4 | 168.25 | 188.8 | 210.1 | 232.3
2003-07-01 | 0 | 0 | 0 | 0 | 0 | 0 | 0 | 0 | 0 | 0 | 0 | 0 | 0 | 0 | 0 | 0 | 0 | 0.05 | 0.15 | 0.35 | 0.55 | 1.05 | 1.95 | 3.4 | 5.05 | 7.4 | 10.8 | 14.8 | 19.95 | 26.05 | 33.35 | 41.95 | 51.45 | 62.65
2003-08-01 | 0 | 0 | 0 | 0 | 0 | 0 | 0 | 0 | 0 | 0 | 0 | 0 | 0.05 | 0.3 | 0.6 | 0.95 | 1.3 | 1.8 | 2.3 | 3 | 3.8 | 4.7 | 5.75 | 7.3 | 9.3 | 11.95 | 15.15 | 19.1 | 23.9 | 29.85 | 36.6 | 44.7 | 53.85 | 64.55
2003-09-01 | 0 | 0 | 0.05 | 0.15 | 0.2 | 0.35 | 0.55 | 0.75 | 1.05 | 1.4 | 1.8 | 2.3 | 2.85 | 3.7 | 4.75 | 6.45 | 8.95 | 11.5 | 14.6 | 18.05 | 22.25 | 27.25 | 33.85 | 41.6 | 50.65 | 61.7 | 74.85 | 90.2 | 107.55 | 127 | 147.85 | 169.6 | 193.1 | 217.9
2003-10-01 | 12 | 15.5 | 19.4 | 23.9 | 29.2 | 35.2 | 41.9 | 49.4 | 57.6 | 66.8 | 76.65 | 87.9 | 99.95 | 113.05 | 127.35 | 143.3 | 160.25 | 179.05 | 199.1 | 220.85 | 244 | 268.65 | 293.9 | 320.3 | 347.6 | 376 | 404.85 | 434.05 | 463.7 | 493.6 | 523.8 | 554.2 | 584.7 | 615.45
2003-11-01 | 40.6 | 48.3 | 57.6 | 67.7 | 78.95 | 91.55 | 105.65 | 121.45 | 138.9 | 157.85 | 178.05 | 199.35 | 221.5 | 244.65 | 268.55 | 293.5 | 319.4 | 345.9 | 373.1 | 400.8 | 428.95 | 457.25 | 485.9 | 514.7 | 543.7 | 572.95 | 602.3 | 631.7 | 661.3 | 690.85 | 720.45 | 750.1 | 779.75 | 809.5
2003-12-01 | 187 | 208 | 230.15 | 253.5 | 277.65 | 302.6 | 328.1 | 354.05 | 380.45 | 407.55 | 435.3 | 463.75 | 492.55 | 521.65 | 551.05 | 580.75 | 610.95 | 641.3 | 671.9 | 702.75 | 733.7 | 764.7 | 795.7 | 826.7 | 857.7 | 888.7 | 919.7 | 950.7 | 981.7 | 1012.7 | 1043.7 | 1074.7 | 1105.7 | 1136.7
2004-01-01 | 577.9 | 607.3 | 636.85 | 666.75 | 696.75 | 727.1 | 757.45 | 787.85 | 818.4 | 849 | 879.7 | 910.5 | 941.4 | 972.4 | 1003.4 | 1034.4 | 1065.4 | 1096.4 | 1127.4 | 1158.4 | 1189.4 | 1220.4 | 1251.4 | 1282.4 | 1313.4 | 1344.4 | 1375.4 | 1406.4 | 1437.4 | 1468.4 | 1499.4 | 1530.4 | 1561.4 | 1592.4
2004-02-01 | 220.4 | 244.25 | 269.1 | 294.65 | 321.15 | 348.3 | 375.85 | 403.6 | 431.6 | 459.8 | 488.05 | 516.4 | 544.95 | 573.5 | 602.2 | 631.05 | 660 | 689 | 718 | 747 | 776 | 805 | 834 | 863 | 892 | 921 | 950 | 979 | 1008 | 1037 | 1066 | 1095 | 1124 | 1153
2004-03-01 | 113.75 | 130.8 | 149.7 | 169.95 | 191 | 213.4 | 236.35 | 260.5 | 285.4 | 311.15 | 337.55 | 364.8 | 392.6 | 421.1 | 450.05 | 479.25 | 508.7 | 538.45 | 568.3 | 598.5 | 628.7 | 659 | 689.5 | 720 | 750.6 | 781.3 | 811.95 | 842.75 | 873.65 | 904.6 | 935.55 | 966.55 | 997.55 | 1028.55
2004-04-01 | 11.3 | 15.35 | 21.4 | 28.5 | 37.9 | 48.55 | 60.45 | 73.55 | 87.9 | 103.05 | 119.1 | 136.65 | 154.7 | 174.15 | 194.6 | 215.7 | 237.5 | 260 | 283.45 | 307.25 | 331.9 | 356.95 | 382.55 | 408.35 | 434.5 | 461.05 | 487.95 | 515.3 | 542.8 | 570.7 | 598.5 | 626.65 | 654.9 | 683.2
2004-05-01 | 0.5 | 0.6 | 0.8 | 1 | 1.3 | 1.9 | 2.5 | 3.3 | 4.35 | 6 | 8.7 | 12.9 | 18.2 | 24.95 | 33.2 | 43.4 | 54.6 | 67.25 | 81.3 | 96.35 | 113 | 130.85 | 149.55 | 169.4 | 190.85 | 213.35 | 236.85 | 260.75 | 285.75 | 311.05 | 337.3 | 364.15 | 391.3 | 419
2004-06-01 | 0 | 0 | 0 | 0.05 | 0.1 | 0.15 | 0.3 | 0.5 | 0.75 | 1.05 | 1.45 | 2.1 | 3.4 | 5.25 | 7.75 | 10.85 | 14.5 | 18.9 | 23.85 | 29.6 | 36.05 | 43.25 | 51.55 | 60.9 | 70.9 | 82.45 | 95.3 | 109 | 124.05 | 140.35 | 158.25 | 177.2 | 197.45 | 218.9
2004-07-01 | 0 | 0 | 0 | 0 | 0 | 0 | 0 | 0 | 0 | 0 | 0 | 0 | 0 | 0 | 0 | 0 | 0 | 0.05 | 0.15 | 0.5 | 1 | 1.7 | 2.95 | 4.45 | 6.7 | 10.4 | 15.8 | 22.8 | 32.1 | 43.4 | 55.6 | 69.85 | 85.3 | 102.95
2004-08-01 | 0 | 0 | 0 | 0 | 0 | 0 | 0 | 0 | 0 | 0 | 0.05 | 0.1 | 0.25 | 0.4 | 0.75 | 1.3 | 1.9 | 2.6 | 3.55 | 4.65 | 6 | 7.65 | 10.05 | 12.5 | 16 | 20.65 | 26.65 | 33.75 | 42.05 | 51.6 | 61.95 | 73.8 | 86.6 | 101.1
2004-09-01 | 0 | 0 | 0 | 0.05 | 0.1 | 0.3 | 0.65 | 1.1 | 1.65 | 2.35 | 3.15 | 4.2 | 5.45 | 7.35 | 9.7 | 12.3 | 15.75 | 19.5 | 24.1 | 29.85 | 36.6 | 44.3 | 52.95 | 62.95 | 74.65 | 87.8 | 102.8 | 119.2 | 137 | 156.4 | 176.75 | 198.55 | 221.65 | 245.9
2004-10-01 | 4.3 | 5.85 | 7.6 | 9.8 | 12.4 | 15.75 | 19.7 | 24.95 | 31.55 | 39.45 | 48.5 | 59.7 | 72.85 | 87.55 | 103.45 | 120.45 | 138.8 | 157.9 | 178.5 | 200.55 | 224.2 | 248.85 | 274.8 | 301.35 | 328.85 | 356.95 | 385.8 | 414.9 | 444.4 | 474.3 | 504.35 | 534.65 | 565.3 | 596.1
2004-11-01 | 50.75 | 59.3 | 69.15 | 80.4 | 92.75 | 106.3 | 121.45 | 138.45 | 156.85 | 176.6 | 197.5 | 219.4 | 242.45 | 266.65 | 291.75 | 317.7 | 344.65 | 372.1 | 399.55 | 427.75 | 456.3 | 485.1 | 514.05 | 543.2 | 572.7 | 602.5 | 632.3 | 662.2 | 692.2 | 722.2 | 752.2 | 782.2 | 812.2 | 842.2
2004-12-01 | 217.55 | 238 | 259.85 | 282.9 | 307.5 | 332.95 | 359.9 | 387.35 | 415.9 | 445 | 474.4 | 503.95 | 533.7 | 563.75 | 593.9 | 624.2 | 654.55 | 685 | 715.65 | 746.35 | 777.1 | 807.95 | 838.85 | 869.85 | 900.85 | 931.85 | 962.85 | 993.85 | 1024.85 | 1055.85 | 1086.85 | 1117.85 | 1148.85 | 1179.85
2005-01-01 | 429.8 | 456.9 | 484.55 | 512.5 | 540.65 | 569.2 | 598.25 | 627.4 | 656.85 | 686.35 | 715.95 | 745.7 | 775.6 | 805.6 | 835.8 | 866.2 | 896.65 | 927.15 | 957.65 | 988.25 | 1018.9 | 1049.6 | 1080.35 | 1111.15 | 1142.05 | 1173.05 | 1204.05 | 1235.05 | 1266.05 | 1297.05 | 1328.05 | 1359.05 | 1390.05 | 1421.05
2005-02-01 | 257 | 281 | 305.8 | 330.75 | 356.35 | 382.1 | 408.35 | 434.7 | 461.3 | 488.15 | 515.25 | 542.75 | 570.35 | 598.1 | 625.9 | 653.85 | 681.85 | 709.85 | 737.85 | 765.85 | 793.85 | 821.85 | 849.85 | 877.85 | 905.85 | 933.85 | 961.85 | 989.85 | 1017.85 | 1045.85 | 1073.85 | 1101.85 | 1129.85 | 1157.85
2005-03-01 | 178.25 | 199.1 | 221.35 | 244.9 | 269.75 | 295.8 | 322.95 | 350.75 | 379.2 | 408.4 | 438 | 467.75 | 497.85 | 528.2 | 558.8 | 589.55 | 620.4 | 651.35 | 682.3 | 713.25 | 744.25 | 775.2 | 806.2 | 837.2 | 868.2 | 899.2 | 930.2 | 961.2 | 992.2 | 1023.2 | 1054.2 | 1085.2 | 1116.2 | 1147.2
2005-04-01 | 11.65 | 14.75 | 18.65 | 23.3 | 29.45 | 36.5 | 44.95 | 54.9 | 65.7 | 78.25 | 91.75 | 107.1 | 124.25 | 142.8 | 162.8 | 183.75 | 205.65 | 228.2 | 251.15 | 275.05 | 299.65 | 324.85 | 350.9 | 377.25 | 404.15 | 431.45 | 459.3 | 487.3 | 515.85 | 544.5 | 573.3 | 602.1 | 631.15 | 660.3
2005-05-01 | 1.35 | 1.85 | 2.4 | 3 | 3.85 | 5.25 | 7.7 | 11.15 | 16.1 | 22.9 | 31.8 | 42.95 | 55.95 | 70.75 | 87.05 | 105.55 | 125.3 | 146.55 | 169.2 | 193.35 | 218.6 | 245.1 | 272.65 | 300.7 | 329.3 | 358.35 | 387.5 | 417 | 446.75 | 476.65 | 506.7 | 536.85 | 567.2 | 597.45
2005-06-01 | 0 | 0 | 0 | 0 | 0 | 0 | 0 | 0.05 | 0.2 | 0.45 | 0.75 | 1.25 | 2.1 | 3.65 | 5.75 | 8.7 | 12.2 | 16.85 | 22.25 | 28.25 | 35.35 | 42.8 | 50.9 | 59.85 | 69.2 | 79.05 | 89.85 | 101.1 | 112.9 | 125.85 | 139.25 | 153.45 | 168.35 | 184.7
2005-07-01 | 0 | 0 | 0 | 0 | 0 | 0 | 0 | 0 | 0 | 0 | 0 | 0 | 0.05 | 0.1 | 0.25 | 0.4 | 0.6 | 1.05 | 1.65 | 2.55 | 3.9 | 5.2 | 7.25 | 9.8 | 13.05 | 17.4 | 22.7 | 29.05 | 36.4 | 44.75 | 54.4 | 64.7 | 76.75 | 89.6
2005-08-01 | 0 | 0 | 0 | 0 | 0 | 0 | 0 | 0 | 0 | 0 | 0 | 0 | 0 | 0 | 0 | 0 | 0.2 | 0.65 | 1.15 | 1.75 | 2.5 | 3.6 | 4.75 | 6.2 | 8.05 | 10 | 12.35 | 15.7 | 20.25 | 26.45 | 33.85 | 42.5 | 52.1 | 63.25
2005-09-01 | 0 | 0.05 | 0.15 | 0.25 | 0.55 | 1 | 1.6 | 2.3 | 3.1 | 4 | 5.05 | 6.2 | 7.55 | 8.95 | 10.8 | 12.95 | 15.45 | 18.3 | 21.65 | 25.25 | 29.55 | 34.65 | 40.25 | 46.8 | 53.95 | 62.4 | 72.25 | 83.7 | 96.45 | 111.25 | 127.65 | 145.35 | 164.45 | 185.15
2005-10-01 | 4.5 | 6.4 | 9 | 12.3 | 16.15 | 20.85 | 25.9 | 31.6 | 38.5 | 45.9 | 54.25 | 63.95 | 74.3 | 85.7 | 97.9 | 110.95 | 126.1 | 143.1 | 161.9 | 182.1 | 203.8 | 227.1 | 251.4 | 276 | 301.3 | 326.95 | 352.85 | 379.3 | 405.95 | 433.25 | 461.2 | 489.2 | 517.85 | 546.75
2005-11-01 | 62.65 | 72 | 81.95 | 92.65 | 103.85 | 116.4 | 129.5 | 143.1 | 157.95 | 173.55 | 190.05 | 207.75 | 226.6 | 247 | 268.15 | 290.4 | 313.15 | 336.65 | 361.35 | 386.8 | 413.3 | 440.55 | 468.3 | 496.65 | 525.3 | 554.15 | 583.3 | 612.7 | 642.25 | 671.9 | 701.65 | 731.55 | 761.5 | 791.45
2005-12-01 | 253.85 | 278.55 | 304.4 | 331.45 | 358.95 | 387.2 | 416.5 | 446.3 | 476.5 | 507.1 | 537.8 | 568.65 | 599.6 | 630.6 | 661.6 | 692.6 | 723.6 | 754.6 | 785.6 | 816.6 | 847.6 | 878.6 | 909.6 | 940.6 | 971.6 | 1002.6 | 1033.6 | 1064.6 | 1095.6 | 1126.6 | 1157.6 | 1188.6 | 1219.6 | 1250.6
2006-01-01 | 170.65 | 192.95 | 215.95 | 239.65 | 263.95 | 289.05 | 314.45 | 340.55 | 366.9 | 393.75 | 420.95 | 448.7 | 476.6 | 505.1 | 533.95 | 563.3 | 592.85 | 622.65 | 652.85 | 683.1 | 713.85 | 744.55 | 775.35 | 806.3 | 837.3 | 868.3 | 899.3 | 930.3 | 961.3 | 992.3 | 1023.3 | 1054.3 | 1085.3 | 1116.3
2006-02-01 | 266.4 | 288.4 | 311.25 | 334.35 | 358 | 381.95 | 406.6 | 431.75 | 457.35 | 483.25 | 509.4 | 535.8 | 562.55 | 589.5 | 616.7 | 644.05 | 671.6 | 699.25 | 727.1 | 755 | 782.9 | 810.85 | 838.85 | 866.85 | 894.85 | 922.85 | 950.85 | 978.85 | 1006.85 | 1034.85 | 1062.85 | 1090.85 | 1118.85 | 1146.85
2006-03-01 | 135.45 | 152.65 | 171.15 | 190.95 | 211.6 | 233.1 | 255.4 | 278.65 | 302.5 | 327 | 352.15 | 377.85 | 404.1 | 431.1 | 458.5 | 486.2 | 514.45 | 543.05 | 572.25 | 601.7 | 631.45 | 661.35 | 691.35 | 721.45 | 751.6 | 781.95 | 812.25 | 842.75 | 873.3 | 904 | 934.65 | 965.4 | 996.2 | 1027
2006-04-01 | 14.05 | 17.85 | 22.15 | 27.1 | 33 | 39.55 | 47.6 | 57.2 | 68.55 | 81.55 | 95.75 | 110.95 | 127.6 | 145.5 | 164.6 | 184.95 | 206.15 | 228.55 | 252.15 | 276.35 | 301.25 | 326.45 | 352.35 | 378.9 | 405.55 | 432.8 | 460.45 | 488.45 | 516.6 | 545.2 | 574 | 603.15 | 632.35 | 661.8
2006-05-01 | 0.35 | 0.45 | 0.65 | 0.9 | 1.2 | 1.7 | 2.35 | 3.35 | 5.15 | 9.1 | 14.6 | 22.45 | 31.7 | 43.45 | 56.1 | 69.85 | 84.9 | 100.95 | 118.1 | 136.15 | 154.95 | 174.6 | 194.9 | 215.6 | 237.35 | 260.15 | 283.55 | 308 | 333.35 | 359.7 | 386.5 | 413.95 | 441.6 | 469.7
2006-06-01 | 0 | 0 | 0 | 0 | 0 | 0 | 0 | 0 | 0 | 0 | 0 | 0 | 0.05 | 0.15 | 0.45 | 1.2 | 2.6 | 4.8 | 7.85 | 11.65 | 16.35 | 22.05 | 28.9 | 36.7 | 45.55 | 54.95 | 65.45 | 76.95 | 89.8 | 103.75 | 119 | 135.35 | 152.8 | 172.05
2006-07-01 | 0 | 0 | 0 | 0 | 0 | 0 | 0 | 0 | 0 | 0 | 0 | 0 | 0 | 0 | 0 | 0 | 0.05 | 0.1 | 0.15 | 0.25 | 0.5 | 0.75 | 1.25 | 1.9 | 2.85 | 3.95 | 5.3 | 7.2 | 9.75 | 13 | 17.2 | 22.65 | 29.2 | 38.4
2006-08-01 | 0 | 0 | 0 | 0 | 0 | 0 | 0 | 0 | 0 | 0 | 0.1 | 0.3 | 0.5 | 0.85 | 1.3 | 1.8 | 2.5 | 3.4 | 4.45 | 6.2 | 8.3 | 10.95 | 14.45 | 19.15 | 25.3 | 32.8 | 40.8 | 50.15 | 60.5 | 72 | 84.25 | 98.45 | 113.8 | 130.85
2006-09-01 | 0.05 | 0.15 | 0.45 | 0.7 | 1.2 | 1.9 | 2.55 | 3.45 | 4.5 | 5.7 | 7.15 | 8.95 | 10.85 | 13.1 | 15.6 | 18.6 | 22.1 | 26.15 | 31 | 36.55 | 43.25 | 50.55 | 59.05 | 68.65 | 80.25 | 93.45 | 109.75 | 127.95 | 148.4 | 170.25 | 193.1 | 216.95 | 241.9 | 267.9
2006-10-01 | 5.4 | 7.1 | 9.05 | 11.15 | 13.85 | 16.95 | 21.45 | 27 | 33.35 | 41.35 | 50.45 | 60.9 | 72.65 | 85.4 | 100.15 | 115.95 | 133.2 | 151.45 | 171.75 | 193.05 | 215.45 | 238.9 | 263.35 | 288.95 | 315.25 | 342.2 | 370.05 | 398.3 | 427 | 456 | 485.05 | 514.7 | 544.55 | 574.55
2006-11-01 | 25.95 | 31.45 | 38.1 | 46.1 | 54.8 | 64.5 | 75.4 | 87.9 | 101.5 | 116.15 | 131.35 | 147.15 | 163.8 | 181.5 | 199.6 | 219.25 | 239.85 | 261.8 | 285.1 | 309.45 | 334.7 | 360.55 | 386.95 | 413.8 | 441.4 | 469.5 | 498.2 | 527.1 | 556.25 | 585.7 | 615.6 | 645.5 | 675.5 | 705.5
2006-12-01 | 92.45 | 106.15 | 120.85 | 137 | 154.85 | 173.85 | 195 | 217.15 | 240.5 | 265 | 290.15 | 316.3 | 342.95 | 370.5 | 398.9 | 427.95 | 457.4 | 487.05 | 516.85 | 546.8 | 576.8 | 606.85 | 636.85 | 666.9 | 696.95 | 727.1 | 757.45 | 788.1 | 818.95 | 849.9 | 880.9 | 911.9 | 942.9 | 973.9
2007-01-01 | 279.85 | 301.75 | 324.15 | 347.3 | 371.1 | 395.2 | 420.45 | 446.3 | 473 | 500.3 | 528.05 | 556.3 | 585 | 613.95 | 643.05 | 672.3 | 701.75 | 731.1 | 760.65 | 790.25 | 820 | 849.85 | 879.9 | 910.05 | 940.45 | 971 | 1001.7 | 1032.45 | 1063.25 | 1094.1 | 1124.95 | 1155.9 | 1186.8 | 1217.8
2007-02-01 | 366.7 | 393.05 | 419.8 | 446.95 | 474.3 | 501.75 | 529.35 | 557.1 | 584.95 | 612.8 | 640.8 | 668.8 | 696.8 | 724.8 | 752.8 | 780.8 | 808.8 | 836.8 | 864.8 | 892.8 | 920.8 | 948.8 | 976.8 | 1004.8 | 1032.8 | 1060.8 | 1088.8 | 1116.8 | 1144.8 | 1172.8 | 1200.8 | 1228.8 | 1256.8 | 1284.8
2007-03-01 | 173.6 | 190.1 | 207.5 | 225.95 | 245.3 | 265.7 | 286.9 | 308.75 | 331.55 | 355 | 379.1 | 404.3 | 429.95 | 456.35 | 483.5 | 511.45 | 539.9 | 569.4 | 598.85 | 628.9 | 658.95 | 689.25 | 719.6 | 750.15 | 780.7 | 811.3 | 842.05 | 872.85 | 903.55 | 934.4 | 965.2 | 996.15 | 1027.05 | 1058
2007-04-01 | 29.2 | 37.7 | 47.9 | 59.95 | 74.2 | 89.3 | 105.7 | 122.75 | 140.9 | 160.25 | 180.85 | 202.95 | 225.95 | 249.65 | 274 | 298.6 | 323.75 | 349.2 | 374.95 | 401.05 | 427.6 | 454.3 | 481.3 | 508.3 | 535.55 | 563.15 | 590.7 | 618.55 | 646.55 | 674.8 | 703.2 | 731.75 | 760.55 | 789.55
2007-05-01 | 0.95 | 1.5 | 2.05 | 2.6 | 3.3 | 4.3 | 6.1 | 8.25 | 10.75 | 14.1 | 18.45 | 23.3 | 29.05 | 35.75 | 43.45 | 52.3 | 62 | 72.7 | 84.15 | 96.5 | 109.6 | 124.1 | 139.25 | 155.5 | 172.7 | 190.95 | 210.35 | 230.9 | 252.5 | 275 | 298.4 | 322.3 | 346.7 | 371.7
2007-06-01 | 0 | 0 | 0 | 0 | 0 | 0 | 0.05 | 0.15 | 0.35 | 0.55 | 0.85 | 1.15 | 1.55 | 1.95 | 2.8 | 4 | 5.8 | 8.5 | 11.45 | 15.55 | 20.55 | 26.65 | 34.05 | 43 | 52.8 | 63.5 | 75.25 | 87.95 | 101.55 | 116.3 | 132.25 | 149.15 | 167.7 | 186.9
2007-07-01 | 0 | 0 | 0 | 0 | 0 | 0 | 0 | 0 | 0 | 0 | 0.05 | 0.2 | 0.4 | 0.65 | 0.95 | 1.2 | 1.55 | 1.9 | 2.35 | 2.95 | 3.95 | 5.15 | 6.55 | 8.45 | 10.8 | 13.55 | 17.4 | 22.8 | 29.7 | 38.05 | 48 | 59.25 | 72.25 | 87
2007-08-01 | 0 | 0 | 0 | 0 | 0 | 0 | 0 | 0 | 0 | 0.1 | 0.25 | 0.45 | 0.9 | 1.3 | 1.8 | 2.45 | 3.3 | 4.2 | 5.3 | 6.45 | 8.05 | 10.15 | 12.7 | 15.85 | 19.6 | 24.05 | 30 | 37 | 45 | 54.05 | 64 | 75.4 | 87.85 | 102
2007-09-01 | 0.35 | 0.55 | 0.85 | 1.25 | 1.75 | 2.4 | 3.1 | 4 | 5 | 6.3 | 7.85 | 9.5 | 11.45 | 13.7 | 16.15 | 18.95 | 22 | 25.8 | 29.75 | 34.45 | 39.6 | 45.8 | 52.9 | 61 | 71.4 | 83.3 | 96.95 | 112 | 128.05 | 144.65 | 162.2 | 180.55 | 199.9 | 220.05
2007-10-01 | 5.45 | 7 | 8.65 | 10.6 | 12.85 | 15.05 | 17.65 | 20.4 | 24.05 | 28.1 | 32.6 | 37.75 | 43.05 | 49.05 | 55.85 | 63.4 | 71.95 | 81.85 | 93.45 | 106.9 | 122.6 | 139.6 | 158.75 | 178.75 | 200.35 | 223.15 | 246.95 | 271.25 | 296.25 | 321.8 | 348 | 374.75 | 402.5 | 430.65
2007-11-01 | 64.1 | 76.25 | 90.3 | 105.25 | 121.7 | 139.65 | 158.7 | 179.2 | 200.8 | 223.3 | 246.7 | 270.95 | 295.95 | 321.55 | 347.45 | 373.85 | 400.5 | 427.7 | 455.45 | 483.5 | 512.1 | 541.05 | 570.15 | 599.35 | 628.9 | 658.5 | 688.3 | 718.2 | 748.15 | 778.2 | 808.2 | 838.2 | 868.25 | 898.3
2007-12-01 | 254.95 | 282 | 309.8 | 338.25 | 367.3 | 397.05 | 426.9 | 457.25 | 487.65 | 518.2 | 548.9 | 579.7 | 610.5 | 641.4 | 672.3 | 703.25 | 734.25 | 765.25 | 796.25 | 827.25 | 858.25 | 889.25 | 920.25 | 951.25 | 982.25 | 1013.25 | 1044.25 | 1075.25 | 1106.25 | 1137.25 | 1168.25 | 1199.25 | 1230.25 | 1261.25
2008-01-01 | 255.7 | 279.65 | 304.9 | 330.45 | 356.8 | 383.35 | 410.45 | 438.1 | 465.85 | 494.15 | 522.8 | 551.9 | 581.25 | 610.85 | 640.6 | 670.55 | 700.7 | 731 | 761.35 | 791.85 | 822.45 | 853.15 | 884 | 914.8 | 945.7 | 976.6 | 1007.55 | 1038.45 | 1069.4 | 1100.4 | 1131.4 | 1162.4 | 1193.4 | 1224.4
2008-02-01 | 228.5 | 252.4 | 277.6 | 303.25 | 329.5 | 356.35 | 383.55 | 411.05 | 438.9 | 466.95 | 495 | 523.2 | 551.4 | 579.7 | 608.05 | 636.4 | 664.8 | 693.2 | 721.65 | 750.25 | 778.9 | 807.7 | 836.5 | 865.4 | 894.4 | 923.4 | 952.4 | 981.4 | 1010.4 | 1039.4 | 1068.4 | 1097.4 | 1126.4 | 1155.4
2008-03-01 | 100.8 | 120.9 | 142.9 | 166.2 | 190.55 | 216.25 | 242.7 | 269.95 | 297.9 | 326.25 | 355.05 | 384.25 | 413.7 | 443.35 | 473.15 | 503.25 | 533.5 | 564.05 | 594.55 | 625.25 | 656.1 | 686.95 | 717.95 | 748.85 | 779.85 | 810.85 | 841.75 | 872.75 | 903.65 | 934.65 | 965.6 | 996.55 | 1027.55 | 1058.45
2008-04-01 | 11.3 | 14.75 | 19.45 | 25.2 | 31.8 | 39.55 | 48.25 | 58.05 | 69.05 | 82.4 | 96.9 | 113.7 | 131.7 | 151.15 | 171.3 | 192.65 | 214.95 | 237.9 | 261.3 | 285.45 | 310.1 | 335.45 | 361.05 | 387.2 | 413.75 | 440.65 | 467.9 | 495.5 | 523.45 | 551.5 | 579.65 | 608.15 | 636.8 | 665.6
2008-05-01 | 1.4 | 1.7 | 2.1 | 2.65 | 3.45 | 4.7 | 6.1 | 8.1 | 11.1 | 15 | 20.1 | 26.6 | 34.7 | 44.4 | 55.25 | 67.1 | 79.95 | 94.15 | 109.2 | 125.4 | 142.9 | 161.8 | 181.8 | 202.45 | 224.4 | 246.75 | 270.1 | 294.7 | 320.05 | 346.5 | 373.4 | 401.3 | 429.65 | 458.45
2008-06-01 | 0 | 0 | 0 | 0 | 0 | 0 | 0 | 0 | 0 | 0.05 | 0.15 | 0.2 | 0.3 | 0.5 | 0.75 | 1.1 | 1.8 | 2.75 | 4.15 | 6.05 | 9.05 | 12.7 | 17.65 | 23.8 | 31.2 | 39.45 | 48.65 | 59.35 | 71.3 | 84.2 | 98.4 | 113 | 129.65 | 146.7
2008-07-01 | 0 | 0 | 0 | 0 | 0 | 0 | 0 | 0 | 0 | 0 | 0 | 0 | 0 | 0 | 0 | 0 | 0 | 0 | 0 | 0 | 0.1 | 0.15 | 0.35 | 0.7 | 1.35 | 2.55 | 4.5 | 7.35 | 11.1 | 15.85 | 21.8 | 29.35 | 38.6 | 49.25
2008-08-01 | 0 | 0 | 0 | 0 | 0 | 0 | 0 | 0 | 0 | 0 | 0 | 0 | 0.15 | 0.25 | 0.75 | 1.1 | 1.7 | 2.4 | 3.25 | 4.45 | 5.85 | 7.4 | 9.45 | 12.4 | 15.9 | 20.55 | 26.65 | 34.85 | 44.9 | 57.25 | 71.85 | 87.95 | 105.95 | 125.4
2008-09-01 | 0.05 | 0.1 | 0.25 | 0.5 | 0.85 | 1.4 | 2.05 | 2.9 | 3.9 | 5.05 | 6.6 | 8.2 | 10 | 12.1 | 14.65 | 17.6 | 21.1 | 25.4 | 30.45 | 35.85 | 42.1 | 49.1 | 57 | 66.5 | 77.45 | 89.95 | 104.25 | 120.05 | 137.8 | 157.5 | 178.4 | 200 | 222.45 | 246.1
2008-10-01 | 13 | 16.25 | 20.1 | 24.4 | 29.45 | 35.35 | 42.15 | 49.8 | 58.75 | 68.5 | 79.45 | 91.05 | 103.7 | 117.8 | 132.65 | 148.65 | 165.25 | 183.05 | 202 | 222.3 | 243.6 | 265.85 | 289.2 | 313.65 | 339.55 | 366.4 | 394.45 | 422.9 | 452.1 | 481.6 | 511.65 | 541.95 | 572.45 | 603.3
2008-11-01 | 96.2 | 108.2 | 120.9 | 134.6 | 149.1 | 164.35 | 180.65 | 198 | 216.25 | 235.55 | 255.35 | 276.15 | 297.2 | 318.9 | 341.15 | 363.85 | 387.05 | 410.85 | 435.7 | 461.95 | 488.9 | 516.95 | 545.2 | 573.95 | 602.85 | 631.95 | 661.35 | 690.7 | 720.4 | 750.2 | 780.05 | 810.15 | 840.1 | 870.2
2008-12-01 | 212.2 | 232.9 | 254.45 | 276.7 | 299.85 | 323.55 | 348.15 | 373.2 | 399 | 425.4 | 452.1 | 479.45 | 507.15 | 535.2 | 563.35 | 591.8 | 620.35 | 649.3 | 678.3 | 707.4 | 736.8 | 766.3 | 796.15 | 826.35 | 857.1 | 888 | 919 | 950 | 981 | 1012 | 1043 | 1074 | 1105 | 1136
2009-01-01 | 450.9 | 481.6 | 512.6 | 543.6 | 574.6 | 605.6 | 636.6 | 667.6 | 698.6 | 729.6 | 760.6 | 791.6 | 822.6 | 853.6 | 884.6 | 915.6 | 946.6 | 977.6 | 1008.6 | 1039.6 | 1070.6 | 1101.6 | 1132.6 | 1163.6 | 1194.6 | 1225.6 | 1256.6 | 1287.6 | 1318.6 | 1349.6 | 1380.6 | 1411.6 | 1442.6 | 1473.6
2009-02-01 | 224.1 | 245.75 | 267.95 | 291 | 314.8 | 339.2 | 364 | 389.3 | 415.05 | 441 | 467.3 | 494 | 520.9 | 547.95 | 575.25 | 602.65 | 630.2 | 657.75 | 685.45 | 713.2 | 741.05 | 768.9 | 796.8 | 824.8 | 852.8 | 880.8 | 908.8 | 936.8 | 964.8 | 992.8 | 1020.8 | 1048.8 | 1076.8 | 1104.8
2009-03-01 | 143.65 | 160.2 | 178.1 | 197.45 | 218.45 | 240.55 | 263.85 | 288.3 | 313.7 | 339.85 | 366.55 | 394.2 | 422.15 | 450.55 | 479.45 | 508.8 | 538.5 | 568.35 | 598.35 | 628.55 | 658.9 | 689.35 | 720.1 | 751.05 | 782 | 813 | 843.9 | 874.9 | 905.85 | 936.8 | 967.8 | 998.7 | 1029.7 | 1060.65
2009-04-01 | 10.55 | 14.15 | 18.3 | 23.4 | 29.9 | 37.6 | 46.65 | 56.75 | 68.2 | 81.25 | 95.8 | 111.3 | 128 | 145.4 | 164.05 | 183.5 | 204 | 225.8 | 248.55 | 271.85 | 295.9 | 320.55 | 345.6 | 371.3 | 397.4 | 423.7 | 450.5 | 477.6 | 504.8 | 532.2 | 560 | 587.8 | 615.9 | 644.3
2009-05-01 | 0 | 0.05 | 0.1 | 0.25 | 0.4 | 0.85 | 1.3 | 1.9 | 2.6 | 3.9 | 5.7 | 8.5 | 12.45 | 18.45 | 25.75 | 34.5 | 44.25 | 55 | 67.1 | 80.35 | 94.65 | 110.35 | 127.4 | 145.7 | 165.25 | 186 | 208.5 | 231.8 | 256.25 | 281.65 | 307.65 | 334.25 | 361.35 | 388.9
2009-06-01 | 0 | 0 | 0 | 0.05 | 0.1 | 0.2 | 0.3 | 0.45 | 0.7 | 0.95 | 1.15 | 1.55 | 1.95 | 2.35 | 2.95 | 3.7 | 4.7 | 6.5 | 9.85 | 14.55 | 20.75 | 28.1 | 36.8 | 47.1 | 60.4 | 75.85 | 94.1 | 114.1 | 135.9 | 158.65 | 182.55 | 207.65 | 233.3 | 259.8
2009-07-01 | 0 | 0 | 0 | 0 | 0 | 0 | 0 | 0 | 0 | 0 | 0 | 0.05 | 0.1 | 0.2 | 0.3 | 0.45 | 0.8 | 1.2 | 1.8 | 2.75 | 4.05 | 5.85 | 8.75 | 12.45 | 17.8 | 24.35 | 33.05 | 43.15 | 55.05 | 67.95 | 81.8 | 97 | 112.95 | 130.35
2009-08-01 | 0 | 0 | 0 | 0 | 0 | 0 | 0 | 0 | 0 | 0 | 0 | 0 | 0 | 0 | 0 | 0.15 | 0.3 | 0.75 | 1.5 | 2.7 | 4.45 | 6.45 | 8.7 | 11.2 | 14.25 | 17.7 | 21.75 | 26.65 | 32.05 | 38.9 | 47.25 | 56.85 | 67.8 | 80
2009-09-01 | 0.2 | 0.4 | 0.65 | 0.95 | 1.3 | 1.7 | 2.15 | 2.8 | 3.65 | 4.7 | 6.2 | 8.1 | 10.2 | 13 | 16.25 | 20 | 24.85 | 30.3 | 36.45 | 43.95 | 52.45 | 62.45 | 73.7 | 86.65 | 101.05 | 117.05 | 135.2 | 154.6 | 175.3 | 197.35 | 220.35 | 244 | 268.5 | 293.5
2009-10-01 | 10 | 12.8 | 16.55 | 21 | 25.6 | 31.2 | 38 | 45.7 | 54.75 | 65.3 | 77.35 | 90.85 | 105.35 | 121.75 | 139 | 157.45 | 176.8 | 197.7 | 219.8 | 242.25 | 266.3 | 290.9 | 316.55 | 342.75 | 369.9 | 397.85 | 426.4 | 455.55 | 485.35 | 515.35 | 545.8 | 576.4 | 607.15 | 637.85
2009-11-01 | 13.45 | 16.95 | 20.95 | 25.7 | 31.45 | 38.15 | 46.45 | 56.35 | 67.95 | 81.45 | 97.4 | 115.9 | 136.1 | 157.85 | 180.65 | 204.7 | 229.25 | 255 | 281.15 | 308.05 | 335.7 | 363.9 | 392.4 | 421.25 | 450.25 | 479.45 | 508.85 | 538.4 | 568.05 | 597.9 | 627.8 | 657.9 | 687.9 | 718
2009-12-01 | 258.55 | 282 | 306.5 | 331.75 | 357.85 | 384.6 | 412.05 | 439.7 | 467.65 | 495.9 | 524.45 | 553.4 | 582.65 | 612 | 641.8 | 671.8 | 702 | 732.25 | 762.55 | 792.9 | 823.3 | 853.7 | 884.2 | 914.7 | 945.3 | 975.9 | 1006.55 | 1037.25 | 1068 | 1098.8 | 1129.7 | 1160.65 | 1191.65 | 1222.65
2010-01-01 | 325.35 | 353.25 | 381.7 | 410.65 | 439.9 | 469.35 | 499.05 | 528.95 | 558.9 | 589.1 | 619.4 | 649.65 | 680.1 | 710.55 | 741.05 | 771.8 | 802.6 | 833.45 | 864.35 | 895.35 | 926.35 | 957.35 | 988.35 | 1019.35 | 1050.35 | 1081.35 | 1112.35 | 1143.35 | 1174.35 | 1205.35 | 1236.35 | 1267.35 | 1298.35 | 1329.35
2010-02-01 | 190.2 | 214.4 | 239.75 | 265.45 | 291.9 | 318.75 | 345.9 | 373.35 | 400.9 | 428.7 | 456.6 | 484.5 | 512.45 | 540.45 | 568.45 | 596.45 | 624.45 | 652.45 | 680.45 | 708.45 | 736.45 | 764.45 | 792.45 | 820.45 | 848.45 | 876.45 | 904.45 | 932.45 | 960.45 | 988.45 | 1016.45 | 1044.45 | 1072.45 | 1100.45
2010-03-01 | 37.5 | 46.2 | 57.1 | 69.7 | 83.95 | 100.15 | 118.1 | 137.7 | 158.7 | 180.9 | 204.55 | 228.95 | 254.05 | 279.5 | 305.9 | 332.5 | 359.95 | 387.75 | 416.05 | 444.75 | 473.75 | 502.95 | 532.4 | 561.95 | 591.5 | 621.4 | 651.35 | 681.6 | 712.1 | 742.55 | 773.05 | 803.65 | 834.4 | 865.25
2010-04-01 | 2.7 | 3.95 | 6.1 | 9.25 | 13.55 | 18.35 | 24.3 | 31 | 38.65 | 47.2 | 57.45 | 68.95 | 82.2 | 97 | 112.75 | 130 | 148.2 | 167.5 | 187.7 | 208.85 | 230.75 | 253.75 | 277.4 | 301.6 | 326.9 | 352.75 | 378.85 | 405.35 | 432.35 | 459.75 | 487.55 | 515.5 | 544.1 | 572.65
2010-05-01 | 0.8 | 1.1 | 1.5 | 2 | 2.85 | 3.7 | 4.9 | 6.15 | 7.7 | 9.6 | 11.95 | 14.95 | 18.3 | 22.35 | 27.35 | 33.35 | 40.6 | 48.8 | 58.2 | 68.4 | 80.05 | 93 | 106.6 | 121.4 | 137.35 | 153.85 | 171.35 | 189.85 | 209.45 | 230.3 | 251.9 | 274.25 | 297.5 | 321.4
2010-06-01 | 0 | 0 | 0 | 0 | 0 | 0 | 0 | 0 | 0.05 | 0.1 | 0.2 | 0.4 | 0.6 | 0.85 | 1.15 | 1.6 | 2.3 | 3.35 | 4.9 | 7.1 | 9.9 | 13.25 | 17.5 | 22.5 | 28.65 | 35.6 | 43.75 | 53.3 | 64.05 | 75.9 | 89.3 | 103.35 | 119.45 | 136.8
2010-07-01 | 0 | 0 | 0 | 0 | 0 | 0 | 0 | 0 | 0 | 0 | 0 | 0 | 0 | 0.05 | 0.15 | 0.3 | 0.55 | 0.9 | 1.3 | 1.85 | 2.5 | 3.2 | 3.95 | 4.9 | 6.15 | 7.75 | 9.7 | 12 | 14.75 | 18.3 | 22.5 | 28.15 | 34.3 | 42.05
2010-08-01 | 0 | 0 | 0 | 0 | 0 | 0 | 0 | 0 | 0 | 0 | 0 | 0 | 0.05 | 0.2 | 0.4 | 0.7 | 1.25 | 1.8 | 2.55 | 3.45 | 4.65 | 5.85 | 7.35 | 9.15 | 11.5 | 15.15 | 20.25 | 26.75 | 34.5 | 43.5 | 53.5 | 64.75 | 76.8 | 89.95
2010-09-01 | 0 | 0 | 0 | 0.05 | 0.2 | 0.35 | 0.55 | 0.8 | 1.1 | 1.4 | 1.75 | 2.25 | 3 | 3.9 | 5.1 | 6.35 | 7.85 | 9.95 | 12.2 | 15.25 | 19.05 | 24.05 | 30.5 | 38.3 | 47.45 | 58.3 | 70.2 | 83.15 | 97.75 | 113.7 | 130.2 | 148.4 | 167.3 | 187.35
2010-10-01 | 4.9 | 6.85 | 9.1 | 11.7 | 14.85 | 18.4 | 22.65 | 27.45 | 33.15 | 39.95 | 47.95 | 56.95 | 67.15 | 78.6 | 91.2 | 105.45 | 121 | 138.45 | 157.4 | 178.4 | 201.05 | 225 | 249.5 | 274.55 | 300.35 | 326.3 | 353.15 | 380.8 | 408.85 | 437.6 | 466.5 | 495.8 | 525.4 | 555.1
2010-11-01 | 41.95 | 50.2 | 59.9 | 70.6 | 82.55 | 95.85 | 110.45 | 126.45 | 144.15 | 163.55 | 184.2 | 206.5 | 229.75 | 255 | 281.05 | 308.25 | 336.05 | 364.05 | 392.8 | 421.5 | 450.7 | 480 | 509.45 | 539.1 | 568.8 | 598.75 | 628.7 | 658.65 | 688.75 | 718.75 | 748.85 | 778.85 | 808.9 | 838.95
2010-12-01 | 260.85 | 287.15 | 313.85 | 341.05 | 368.4 | 396.1 | 424 | 452.3 | 480.95 | 509.8 | 538.85 | 568.1 | 597.65 | 627.5 | 657.5 | 688 | 718.7 | 749.55 | 780.5 | 811.5 | 842.5 | 873.5 | 904.5 | 935.5 | 966.5 | 997.5 | 1028.5 | 1059.5 | 1090.5 | 1121.5 | 1152.5 | 1183.5 | 1214.5 | 1245.5
2011-01-01 | 402.7 | 431.8 | 461.2 | 490.7 | 520.25 | 549.95 | 579.7 | 609.6 | 639.9 | 670.25 | 700.85 | 731.55 | 762.25 | 793.1 | 823.9 | 854.75 | 885.65 | 916.5 | 947.5 | 978.5 | 1009.5 | 1040.5 | 1071.5 | 1102.5 | 1133.5 | 1164.5 | 1195.5 | 1226.5 | 1257.5 | 1288.5 | 1319.5 | 1350.5 | 1381.5 | 1412.5
2011-02-01 | 286.5 | 310.35 | 335.05 | 360.4 | 386.35 | 412.4 | 438.65 | 465.3 | 491.95 | 518.65 | 545.5 | 572.4 | 599.55 | 626.8 | 654.3 | 681.8 | 709.35 | 737.1 | 764.85 | 792.75 | 820.65 | 848.6 | 876.6 | 904.6 | 932.6 | 960.6 | 988.6 | 1016.6 | 1044.6 | 1072.6 | 1100.6 | 1128.6 | 1156.6 | 1184.6
2011-03-01 | 114.3 | 132.25 | 151.95 | 172.75 | 194.45 | 217.5 | 241 | 265.85 | 291.15 | 317.4 | 344.15 | 371.6 | 399.5 | 427.7 | 456.35 | 485.45 | 514.95 | 544.5 | 574.4 | 604.55 | 634.7 | 665.05 | 695.4 | 725.9 | 756.45 | 787.05 | 817.75 | 848.45 | 879.25 | 910 | 940.85 | 971.75 | 1002.7 | 1033.7
2011-04-01 | 12.3 | 16.1 | 20.5 | 25.5 | 31.35 | 38.85 | 48.25 | 59.35 | 71.75 | 85.65 | 100.6 | 116.3 | 133.35 | 151.25 | 170 | 189.95 | 210.85 | 232.7 | 255 | 278.3 | 302.3 | 326.8 | 351.9 | 377.6 | 403.8 | 430.55 | 457.45 | 485.1 | 513.1 | 541.25 | 569.75 | 598.6 | 627.5 | 656.75
2011-05-01 | 0.2 | 0.35 | 0.6 | 0.9 | 1.15 | 1.55 | 2.15 | 2.9 | 3.8 | 5.15 | 7.25 | 11.25 | 16.5 | 23.55 | 31.75 | 42.35 | 54.45 | 68.05 | 82.8 | 99 | 116.15 | 134.3 | 153.65 | 173.7 | 194.55 | 216.25 | 238.55 | 261.55 | 285 | 309.2 | 334.3 | 360.15 | 386.6 | 413.7
2011-06-01 | 0 | 0 | 0 | 0.05 | 0.1 | 0.2 | 0.3 | 0.5 | 0.75 | 1 | 1.25 | 1.6 | 2.1 | 2.7 | 3.55 | 4.75 | 6.35 | 8.75 | 12.15 | 16.45 | 22.05 | 28.7 | 36.55 | 45.65 | 55.75 | 67.05 | 79.85 | 93.7 | 108.4 | 124.45 | 141.95 | 160.15 | 179.7 | 200.4
2011-07-01 | 0 | 0 | 0 | 0 | 0 | 0 | 0 | 0 | 0 | 0 | 0 | 0 | 0 | 0 | 0 | 0 | 0 | 0.1 | 0.3 | 0.5 | 0.85 | 1.4 | 2 | 2.9 | 4 | 5.45 | 7.4 | 10 | 13.1 | 17.2 | 22.35 | 28.5 | 36.15 | 45.25
2011-08-01 | 0 | 0 | 0 | 0 | 0 | 0 | 0 | 0 | 0 | 0 | 0 | 0 | 0 | 0 | 0 | 0 | 0.05 | 0.2 | 0.55 | 0.95 | 1.7 | 2.55 | 3.85 | 5.35 | 7.2 | 9.5 | 12.6 | 16.4 | 21.4 | 27.4 | 34.95 | 43.85 | 54.85 | 67.45
2011-09-01 | 0 | 0 | 0.05 | 0.15 | 0.35 | 0.65 | 1 | 1.35 | 1.85 | 2.4 | 3.15 | 4 | 5 | 6.15 | 7.6 | 9.25 | 11.3 | 13.55 | 16 | 18.9 | 22.6 | 26.85 | 32.55 | 39.15 | 47.7 | 58 | 69.5 | 82.65 | 97.05 | 112.9 | 130.4 | 149.25 | 169.25 | 190.8
2011-10-01 | 10.55 | 13.2 | 16.55 | 20.35 | 24.5 | 28.8 | 33.6 | 38.65 | 44.5 | 50.9 | 57.8 | 65.45 | 74.1 | 83.8 | 94.1 | 104.95 | 116.5 | 129 | 143.15 | 159 | 176.6 | 195.9 | 216.95 | 239.3 | 263.55 | 288.8 | 315.25 | 342.1 | 370.15 | 398.75 | 427.85 | 457.2 | 486.7 | 516.35
2011-11-01 | 24.95 | 30.15 | 36.1 | 43 | 50.75 | 59 | 68.25 | 78.8 | 90.8 | 103.45 | 117.2 | 132.2 | 148 | 164.5 | 182.2 | 201.1 | 221.4 | 242.55 | 265.1 | 288.55 | 313.2 | 338.9 | 365.2 | 392.35 | 419.9 | 448 | 476.8 | 505.75 | 535.25 | 564.85 | 594.75 | 624.65 | 654.65 | 684.75
2011-12-01 | 115.75 | 130.8 | 147.45 | 165.85 | 185.25 | 205.8 | 227.55 | 250.05 | 273.85 | 298.15 | 323.5 | 349.55 | 376.3 | 403.55 | 431.2 | 459.5 | 488.2 | 517.5 | 547 | 576.8 | 607.2 | 637.8 | 668.4 | 699.2 | 730.15 | 761.15 | 792.15 | 823.15 | 854.15 | 885.15 | 916.15 | 947.15 | 978.15 | 1009.15
2012-01-01 | 218.85 | 240.85 | 264.3 | 288.95 | 314.75 | 341.3 | 369 | 397.1 | 425.55 | 454.35 | 483.75 | 513.55 | 543.6 | 573.7 | 604.25 | 634.8 | 665.5 | 696.25 | 727.05 | 757.95 | 788.85 | 819.85 | 850.85 | 881.85 | 912.85 | 943.85 | 974.85 | 1005.85 | 1036.85 | 1067.85 | 1098.85 | 1129.85 | 1160.85 | 1191.85
2012-02-01 | 126.2 | 144.25 | 164.05 | 185.15 | 207.4 | 231 | 255.55 | 280.95 | 307.25 | 333.85 | 361 | 388.55 | 416.35 | 444.45 | 472.7 | 501.25 | 529.8 | 558.5 | 587.3 | 616.2 | 645.1 | 674.1 | 703.1 | 732.1 | 761.1 | 790.1 | 819.1 | 848.1 | 877.1 | 906.1 | 935.1 | 964.1 | 993.1 | 1022.1
2012-03-01 | 55.5 | 65.05 | 76.35 | 88.5 | 101.85 | 116.55 | 132.65 | 150 | 168.7 | 187.9 | 208.35 | 229.5 | 251.25 | 273.9 | 297.05 | 320.35 | 343.9 | 368 | 392.5 | 416.9 | 442.25 | 467.6 | 493.6 | 520.15 | 546.95 | 574.25 | 601.9 | 629.65 | 657.7 | 686.1 | 714.7 | 743.4 | 772.45 | 801.7
2012-04-01 | 8.15 | 10.4 | 13.65 | 17.35 | 21.7 | 27.3 | 33.65 | 41.3 | 49.85 | 59.8 | 71 | 83.7 | 97.95 | 113.35 | 130.2 | 148.1 | 167.2 | 187.2 | 208.2 | 230.1 | 253.05 | 276.35 | 300.35 | 325.25 | 350.85 | 376.8 | 403.35 | 430.1 | 457 | 484.25 | 511.75 | 539.55 | 567.4 | 595.55
2012-05-01 | 0 | 0 | 0.05 | 0.15 | 0.25 | 0.4 | 0.65 | 1.15 | 2.25 | 4.1 | 6.95 | 10.45 | 14.45 | 19.95 | 26.05 | 33.05 | 41 | 49.95 | 60 | 70.8 | 83.1 | 96.6 | 110.95 | 126.5 | 144.1 | 163.3 | 183.95 | 205.85 | 228.85 | 252.7 | 277.65 | 303.4 | 329.85 | 357.05
2012-06-01 | 0 | 0 | 0 | 0 | 0 | 0 | 0 | 0 | 0 | 0.05 | 0.15 | 0.3 | 0.95 | 2.1 | 4.1 | 6.65 | 9.5 | 13.2 | 17.7 | 22.8 | 29.1 | 36.4 | 44.85 | 54.5 | 65.35 | 77.8 | 91.95 | 107.15 | 123.5 | 141.05 | 159.8 | 179.5 | 200.3 | 221.9
2012-07-01 | 0 | 0 | 0 | 0 | 0 | 0 | 0 | 0 | 0 | 0 | 0 | 0 | 0 | 0.05 | 0.1 | 0.2 | 0.35 | 0.6 | 0.85 | 1.15 | 1.8 | 2.4 | 3.25 | 4.1 | 5.2 | 6.9 | 8.9 | 11.55 | 15 | 19.8 | 25.8 | 33.2 | 42.45 | 52.85
2012-08-01 | 0 | 0 | 0 | 0 | 0 | 0 | 0 | 0 | 0 | 0 | 0 | 0 | 0 | 0 | 0.05 | 0.1 | 0.15 | 0.45 | 0.75 | 1.25 | 1.9 | 2.75 | 3.7 | 4.9 | 6.6 | 8.5 | 11 | 14 | 17.8 | 22.7 | 28.45 | 35.5 | 44.5 | 54.9
2012-09-01 | 0 | 0.05 | 0.15 | 0.4 | 0.75 | 1.2 | 1.9 | 2.75 | 3.7 | 4.95 | 6.45 | 8.05 | 9.85 | 11.9 | 14.35 | 17.1 | 20.45 | 24.8 | 30.35 | 37 | 45.15 | 54.05 | 63.6 | 74.2 | 86.1 | 99 | 113.35 | 129.45 | 146.8 | 165.85 | 185.95 | 207.4 | 229.65 | 253.2
2012-10-01 | 3 | 3.75 | 4.7 | 5.85 | 7.4 | 9.15 | 11.45 | 14.3 | 17.25 | 21.1 | 26.05 | 31.95 | 38.8 | 46.7 | 56.1 | 66.75 | 79.4 | 94.5 | 111.1 | 128.75 | 147.9 | 168.05 | 189.45 | 212.8 | 238.1 | 264.4 | 291.5 | 319.5 | 348.15 | 377.45 | 407.1 | 436.85 | 466.75 | 496.8
2012-11-01 | 69.25 | 83.6 | 99.25 | 116.15 | 134.35 | 153.3 | 173.45 | 195.15 | 217.8 | 241.65 | 266.65 | 292.05 | 318.6 | 345.55 | 372.95 | 400.9 | 429.25 | 457.85 | 486.75 | 515.7 | 544.8 | 573.85 | 603.1 | 632.4 | 661.85 | 691.6 | 721.3 | 751.25 | 781.2 | 811.2 | 841.25 | 871.25 | 901.35 | 931.35
2012-12-01 | 130.25 | 149.3 | 169.4 | 190.7 | 213 | 236.4 | 261.05 | 286.9 | 313.85 | 341.15 | 369.1 | 397.3 | 426.05 | 455.05 | 484.3 | 513.8 | 543.5 | 573.5 | 603.7 | 634.25 | 665.05 | 696.05 | 727 | 758 | 789 | 820 | 851 | 882 | 913 | 944 | 975 | 1006 | 1037 | 1068
2013-01-01 | 292.45 | 314.95 | 338.75 | 363.55 | 389.05 | 415.65 | 442.55 | 470.1 | 497.95 | 526.4 | 554.9 | 583.75 | 612.65 | 642 | 671.5 | 701.15 | 731 | 761.05 | 791 | 821.1 | 851.4 | 881.8 | 912.45 | 943.4 | 974.4 | 1005.4 | 1036.4 | 1067.4 | 1098.4 | 1129.4 | 1160.4 | 1191.4 | 1222.4 | 1253.4
2013-02-01 | 237.1 | 261.85 | 287.6 | 313.95 | 340.8 | 367.95 | 395.45 | 423.2 | 451.05 | 478.95 | 506.95 | 534.95 | 562.95 | 590.95 | 618.95 | 646.95 | 674.95 | 702.95 | 730.95 | 758.95 | 786.95 | 814.95 | 842.95 | 870.95 | 898.95 | 926.95 | 954.95 | 982.95 | 1010.95 | 1038.95 | 1066.95 | 1094.95 | 1122.95 | 1150.95
2013-03-01 | 115.9 | 136.4 | 158.9 | 182.1 | 206.65 | 231.65 | 257.6 | 284.2 | 311.2 | 338.75 | 366.9 | 395.3 | 424 | 453.5 | 483.3 | 513.4 | 543.9 | 574.45 | 605.2 | 636.1 | 666.95 | 697.95 | 728.9 | 759.85 | 790.8 | 821.75 | 852.75 | 883.65 | 914.65 | 945.6 | 976.55 | 1007.55 | 1038.45 | 1069.45
2013-04-01 | 19.6 | 24.9 | 31.2 | 38.4 | 46.5 | 55.6 | 65.8 | 77.15 | 90.15 | 104.25 | 119.95 | 137.2 | 155.5 | 174.7 | 195.45 | 217 | 239.15 | 262.35 | 286.3 | 311.05 | 336.5 | 362.5 | 389 | 416 | 443.6 | 471.6 | 499.7 | 528.35 | 557.35 | 586.6 | 615.9 | 645.45 | 675 | 704.7
2013-05-01 | 2.1 | 2.9 | 3.9 | 5.4 | 7.15 | 9.3 | 11.95 | 15.05 | 18.7 | 22.7 | 27.45 | 32.9 | 39.25 | 46.55 | 54.7 | 64.1 | 74.6 | 86.45 | 99.5 | 114.15 | 130.4 | 147.8 | 166.1 | 185.7 | 205.85 | 227.6 | 250.2 | 273.95 | 298.65 | 324.1 | 349.95 | 376.95 | 404.05 | 431.7
2013-06-01 | 0 | 0 | 0 | 0 | 0 | 0 | 0 | 0 | 0 | 0.05 | 0.2 | 0.35 | 0.6 | 0.95 | 1.4 | 2.1 | 3.35 | 5.15 | 7.7 | 11.25 | 16 | 21.6 | 27.6 | 35.1 | 43.1 | 51.95 | 62.2 | 73.6 | 86.1 | 99.6 | 114.2 | 130.3 | 147.3 | 165.8
2013-07-01 | 0 | 0 | 0 | 0 | 0 | 0 | 0 | 0 | 0 | 0 | 0 | 0 | 0 | 0 | 0 | 0 | 0 | 0 | 0 | 0 | 0.05 | 0.25 | 0.7 | 1.4 | 2.45 | 4.05 | 6.35 | 8.9 | 12 | 16.1 | 21.5 | 27.9 | 35.85 | 45.15
2013-08-01 | 0 | 0 | 0 | 0 | 0 | 0 | 0 | 0 | 0 | 0 | 0 | 0.1 | 0.25 | 0.4 | 0.75 | 1.3 | 2 | 2.95 | 4.1 | 5.3 | 6.9 | 8.85 | 11.05 | 13.75 | 17.05 | 21.2 | 26.4 | 32.75 | 40.9 | 50.4 | 61.2 | 73.6 | 87.05 | 102.1
2013-09-01 | 0.05 | 0.15 | 0.4 | 0.75 | 1.25 | 1.85 | 2.9 | 4.2 | 5.7 | 7.55 | 9.85 | 12.65 | 15.95 | 19.45 | 23.55 | 28 | 33.05 | 39.55 | 46.4 | 54.35 | 63.55 | 73.85 | 85.15 | 97.5 | 111.2 | 126.4 | 142 | 158.7 | 176.55 | 195.25 | 215.05 | 235.8 | 257.75 | 280.8
2013-10-01 | 13.45 | 16.1 | 18.9 | 22.3 | 26.1 | 30.4 | 35.6 | 41.25 | 47.7 | 54.75 | 62.9 | 71.6 | 81.6 | 92.5 | 104.55 | 117.45 | 131.75 | 147.1 | 163.4 | 181.55 | 200.95 | 221.6 | 243.35 | 266.5 | 291 | 316.45 | 342.8 | 369.9 | 397.65 | 426.2 | 454.9 | 484.05 | 513.15 | 542.6
2013-11-01 | 104.25 | 116.95 | 130.8 | 145.55 | 161.4 | 178.5 | 196.7 | 216.15 | 236.9 | 258.5 | 281.05 | 304.2 | 327.7 | 352.15 | 376.6 | 401.85 | 427.25 | 453.55 | 479.95 | 506.85 | 533.9 | 561 | 588.7 | 616.75 | 645.2 | 674.1 | 703.15 | 732.45 | 762.1 | 791.9 | 821.75 | 851.6 | 881.65 | 911.65
2013-12-01 | 258.25 | 282.95 | 308.45 | 334.5 | 361.25 | 388.5 | 416.4 | 444.6 | 473.25 | 502 | 531.1 | 560.5 | 590.25 | 620.25 | 650.5 | 680.95 | 711.55 | 742.3 | 773.25 | 804.25 | 835.25 | 866.25 | 897.25 | 928.25 | 959.25 | 990.25 | 1021.25 | 1052.25 | 1083.25 | 1114.25 | 1145.25 | 1176.25 | 1207.25 | 1238.25
2014-01-01 | 425.75 | 451.5 | 477.6 | 504.25 | 531.15 | 558.35 | 585.9 | 613.9 | 642.4 | 671.45 | 700.75 | 730.5 | 760.55 | 790.5 | 820.6 | 850.85 | 881.1 | 911.55 | 942.1 | 972.85 | 1003.75 | 1034.75 | 1065.75 | 1096.75 | 1127.75 | 1158.75 | 1189.75 | 1220.75 | 1251.75 | 1282.75 | 1313.75 | 1344.75 | 1375.75 | 1406.75
2014-02-01 | 331.35 | 356.45 | 381.8 | 407.5 | 433.55 | 459.85 | 486.6 | 513.5 | 540.45 | 567.85 | 595.35 | 623 | 650.75 | 678.6 | 706.5 | 734.45 | 762.45 | 790.45 | 818.45 | 846.45 | 874.45 | 902.45 | 930.45 | 958.45 | 986.45 | 1014.45 | 1042.45 | 1070.45 | 1098.45 | 1126.45 | 1154.45 | 1182.45 | 1210.45 | 1238.45
2014-03-01 | 246 | 269.35 | 294.15 | 319.95 | 346.45 | 373.55 | 401.2 | 429.35 | 457.4 | 485.85 | 514.65 | 543.7 | 573.2 | 602.95 | 633.15 | 663.45 | 693.9 | 724.55 | 755.25 | 786.1 | 816.9 | 847.85 | 878.85 | 909.75 | 940.75 | 971.65 | 1002.65 | 1033.6 | 1064.55 | 1095.55 | 1126.45 | 1157.45 | 1188.35 | 1219.35
2014-04-01 | 20.85 | 26 | 32.1 | 39.7 | 48.55 | 59.3 | 71.9 | 85.7 | 100.75 | 116.75 | 134 | 152.1 | 171.25 | 191.3 | 212.5 | 234.5 | 257.25 | 280.75 | 304.85 | 329.6 | 354.95 | 380.7 | 406.9 | 433.5 | 460.75 | 488.4 | 516.5 | 545.05 | 573.7 | 602.65 | 631.6 | 661 | 690.5 | 720
2014-05-01 | 0.35 | 0.65 | 1 | 1.35 | 1.85 | 2.45 | 3.15 | 4.4 | 6 | 7.95 | 10.8 | 14.45 | 18.9 | 25.15 | 32.1 | 41.2 | 51.65 | 63.55 | 76.95 | 92.05 | 108.3 | 125.8 | 145.05 | 165 | 186.4 | 208.85 | 232.8 | 258.2 | 284.35 | 311.3 | 338.55 | 366.3 | 394.3 | 422.75
2014-06-01 | 0 | 0 | 0.1 | 0.15 | 0.25 | 0.4 | 0.55 | 0.65 | 0.8 | 1 | 1.25 | 1.55 | 2 | 2.5 | 3.25 | 4.4 | 5.8 | 7.55 | 9.7 | 12.25 | 15.3 | 19.9 | 25.75 | 32.75 | 41.2 | 51.15 | 62.45 | 74.9 | 88.65 | 102.95 | 118.65 | 134.95 | 152.7 | 171.55
2014-07-01 | 0 | 0 | 0 | 0 | 0 | 0 | 0 | 0 | 0 | 0 | 0 | 0 | 0 | 0 | 0 | 0 | 0.05 | 0.1 | 0.5 | 0.85 | 1.5 | 2.4 | 3.4 | 5 | 7.05 | 9.6 | 12.7 | 17 | 22.1 | 28.25 | 35.4 | 43.8 | 53.5 | 65.15
2014-08-01 | 0 | 0 | 0 | 0 | 0 | 0 | 0 | 0 | 0 | 0 | 0.05 | 0.1 | 0.2 | 0.45 | 0.8 | 1.2 | 1.95 | 3.05 | 4.45 | 6.05 | 8.15 | 10.8 | 13.65 | 17.6 | 22.25 | 27.7 | 34.65 | 43.7 | 53.95 | 65.55 | 79.3 | 94.6 | 111.25 | 129.35
2014-09-01 | 0.7 | 0.95 | 1.3 | 1.7 | 2.2 | 3 | 3.85 | 4.85 | 6.1 | 7.6 | 9.4 | 11.75 | 14.8 | 18 | 21.8 | 25.8 | 30.3 | 35.55 | 41.5 | 49 | 57.55 | 67.15 | 77.5 | 88.9 | 101.5 | 115.25 | 130.65 | 146.9 | 164.3 | 182.65 | 201.9 | 222.45 | 243.65 | 266.15
2014-10-01 | 2.5 | 3.65 | 5 | 6.5 | 8.35 | 10.65 | 13.2 | 16.45 | 19.85 | 24.45 | 29.4 | 35.95 | 43.75 | 53.3 | 64.55 | 77.4 | 91.55 | 107.1 | 124.4 | 143.45 | 163.95 | 185.3 | 208.05 | 231.75 | 256.4 | 281.85 | 308.25 | 335.2 | 362.75 | 390.9 | 419.35 | 448.25 | 477.7 | 507.65
2014-11-01 | 83 | 95.85 | 110.3 | 126 | 142.85 | 160.55 | 179.4 | 198.75 | 219.15 | 240.45 | 262.6 | 285.65 | 309.35 | 333.6 | 358.65 | 384.45 | 410.55 | 437.5 | 464.65 | 492.35 | 520.5 | 548.9 | 577.65 | 606.75 | 636 | 665.65 | 695.45 | 725.4 | 755.45 | 785.5 | 815.5 | 845.55 | 875.6 | 905.65
2014-12-01 | 126.05 | 144.7 | 165 | 186.5 | 209.4 | 233.45 | 259.05 | 285.55 | 312.9 | 341.05 | 369.9 | 399.15 | 428.7 | 458.65 | 488.85 | 519.25 | 549.75 | 580.25 | 610.75 | 641.45 | 672.1 | 702.9 | 733.75 | 764.7 | 795.65 | 826.65 | 857.65 | 888.65 | 919.65 | 950.65 | 981.65 | 1012.65 | 1043.65 | 1074.65
2015-01-01 | 430.1 | 459.45 | 488.9 | 518.75 | 548.75 | 578.8 | 609.05 | 639.5 | 669.85 | 700.4 | 731 | 761.8 | 792.7 | 823.65 | 854.6 | 885.6 | 916.6 | 947.6 | 978.6 | 1009.6 | 1040.6 | 1071.6 | 1102.6 | 1133.6 | 1164.6 | 1195.6 | 1226.6 | 1257.6 | 1288.6 | 1319.6 | 1350.6 | 1381.6 | 1412.6 | 1443.6
2015-02-01 | 573.85 | 601.85 | 629.85 | 657.85 | 685.85 | 713.85 | 741.85 | 769.85 | 797.85 | 825.85 | 853.85 | 881.85 | 909.85 | 937.85 | 965.85 | 993.85 | 1021.85 | 1049.85 | 1077.85 | 1105.85 | 1133.85 | 1161.85 | 1189.85 | 1217.85 | 1245.85 | 1273.85 | 1301.85 | 1329.85 | 1357.85 | 1385.85 | 1413.85 | 1441.85 | 1469.85 | 1497.85
2015-03-01 | 228.25 | 252.4 | 278 | 304.15 | 331.3 | 359.2 | 387.35 | 416.3 | 445.4 | 475.25 | 505.2 | 535.45 | 565.9 | 596.4 | 627.1 | 657.65 | 688.5 | 719.35 | 750.25 | 781.25 | 812.15 | 843.15 | 874.1 | 905.05 | 936 | 966.95 | 997.95 | 1028.85 | 1059.85 | 1090.8 | 1121.75 | 1152.75 | 1183.65 | 1214.65
2015-04-01 | 20 | 25.85 | 32.4 | 40.35 | 48.95 | 58.45 | 68.6 | 80 | 92.45 | 106.3 | 121.25 | 137.85 | 155.55 | 174.85 | 195.2 | 216.85 | 239.65 | 263.4 | 288.3 | 313.85 | 340 | 366.55 | 393.5 | 420.8 | 448.5 | 476.85 | 505.45 | 534.55 | 563.7 | 593.25 | 622.9 | 652.75 | 682.65 | 712.6
2015-05-01 | 0.55 | 0.8 | 1.2 | 1.85 | 2.55 | 3.45 | 4.5 | 6.05 | 7.8 | 10.35 | 13.3 | 16.8 | 21.2 | 26.35 | 32.05 | 38.65 | 45.9 | 53.85 | 63.35 | 73.75 | 84.85 | 96.85 | 110 | 123.95 | 138.95 | 154.7 | 171.95 | 190.2 | 209.45 | 229.95 | 251.45 | 273.7 | 297.1 | 321.3
2015-06-01 | 0 | 0 | 0 | 0 | 0 | 0.05 | 0.1 | 0.2 | 0.35 | 0.95 | 2.4 | 4.6 | 7.45 | 10.65 | 14.05 | 18.05 | 22.7 | 28.25 | 34.25 | 41.75 | 49.7 | 58.9 | 68.5 | 78.7 | 90.05 | 102.1 | 115.95 | 130.8 | 147.05 | 164.7 | 183.75 | 203.75 | 224.45 | 246.4
2015-07-01 | 0 | 0 | 0 | 0 | 0 | 0 | 0 | 0 | 0 | 0 | 0 | 0 | 0 | 0 | 0.05 | 0.1 | 0.2 | 0.35 | 0.65 | 1.2 | 1.75 | 2.6 | 3.75 | 5.15 | 6.95 | 9.5 | 13.4 | 18.1 | 23.9 | 30.9 | 39.3 | 49.45 | 60 | 72.05
2015-08-01 | 0 | 0 | 0 | 0 | 0 | 0 | 0 | 0 | 0 | 0 | 0 | 0 | 0 | 0 | 0 | 0.05 | 0.2 | 0.6 | 1.1 | 1.9 | 2.95 | 4.25 | 5.6 | 7.25 | 9.05 | 11.35 | 14 | 17.4 | 22 | 27.55 | 33.95 | 42.55 | 52.95 | 65.3
2015-09-01 | 0.4 | 0.55 | 0.7 | 0.95 | 1.15 | 1.4 | 1.85 | 2.3 | 2.95 | 3.8 | 4.9 | 6.15 | 7.75 | 9.5 | 11.55 | 13.6 | 16.05 | 18.95 | 22.1 | 25.95 | 30.25 | 35.05 | 40.5 | 46.9 | 53.85 | 62.05 | 71.85 | 83.1 | 96.35 | 110.6 | 126.2 | 142.7 | 160.15 | 178.95
2015-10-01 | 13.95 | 16.55 | 19.6 | 22.9 | 26.7 | 31.05 | 36.05 | 41.8 | 48.4 | 56.1 | 64.85 | 74.85 | 86.05 | 99.05 | 113.2 | 129.4 | 147.35 | 166.8 | 187.5 | 208.95 | 232 | 255.9 | 280.7 | 306.4 | 332.6 | 359.55 | 386.8 | 414.95 | 443.4 | 472.25 | 501.65 | 531.35 | 561.45 | 591.8
2015-11-01 | 40.45 | 47.55 | 55.4 | 63.95 | 73.5 | 84 | 95.2 | 107.7 | 121.2 | 135.85 | 151.9 | 169.2 | 187.4 | 206.85 | 227.35 | 248.5 | 270.6 | 293.7 | 317.55 | 342.15 | 367.55 | 393.75 | 420.65 | 447.75 | 475.2 | 503.1 | 531.2 | 559.6 | 588.35 | 617.15 | 646.15 | 675.25 | 704.55 | 734.15
2015-12-01 | 50.2 | 59.1 | 69.55 | 81 | 93.5 | 107.05 | 121.55 | 137.55 | 155.55 | 175.4 | 196.55 | 219.1 | 243.2 | 268.5 | 295.15 | 322.6 | 350.45 | 379 | 407.8 | 437.2 | 467.1 | 497.15 | 527.55 | 558.1 | 588.75 | 619.4 | 650.1 | 680.85 | 711.65 | 742.45 | 773.25 | 804.2 | 835.2 | 866.2
2016-01-01 | 257.05 | 282.3 | 308.6 | 336.15 | 364.1 | 392.5 | 421.75 | 451.1 | 480.6 | 510.45 | 540.25 | 570.35 | 600.6 | 630.9 | 661.35 | 691.85 | 722.45 | 753.15 | 783.95 | 814.9 | 845.8 | 876.75 | 907.75 | 938.75 | 969.75 | 1000.75 | 1031.75 | 1062.75 | 1093.75 | 1124.75 | 1155.75 | 1186.75 | 1217.75 | 1248.75
2016-02-01 | 240.15 | 258.5 | 277.7 | 297.2 | 317.75 | 338.45 | 359.95 | 381.7 | 404.15 | 427.05 | 450.55 | 474.5 | 499 | 523.8 | 549.2 | 575.1 | 601.5 | 628.1 | 655.45 | 683.05 | 710.95 | 739.05 | 767.35 | 795.8 | 824.5 | 853.25 | 882.1 | 911.05 | 940.05 | 969.05 | 998.05 | 1027.05 | 1056.05 | 1085.05
2016-03-01 | 69.75 | 80.8 | 93.3 | 107.15 | 122.75 | 139.7 | 158.95 | 180 | 201.65 | 224.55 | 248.25 | 272.8 | 298.05 | 323.85 | 350.15 | 377.1 | 404.2 | 431.65 | 459.35 | 487.15 | 515.15 | 543.35 | 571.75 | 600.55 | 629.7 | 659.2 | 689 | 718.95 | 749.15 | 779.45 | 809.85 | 840.4 | 870.85 | 901.55
2016-04-01 | 43.1 | 49.45 | 56.85 | 64.8 | 73.65 | 83.65 | 94.45 | 106.3 | 119.45 | 133.8 | 149.95 | 167.75 | 186.65 | 206.45 | 227.3 | 248.6 | 271.2 | 294.65 | 318.7 | 343.65 | 369.1 | 395.05 | 421.5 | 448.45 | 475.9 | 503.8 | 532.05 | 560.85 | 589.85 | 618.85 | 648.2 | 677.6 | 707.05 | 736.65
2016-05-01 | 0 | 0 | 0.05 | 0.25 | 0.5 | 1.1 | 2.2 | 4.25 | 7.35 | 12.1 | 18.25 | 25.6 | 33.95 | 42.95 | 52.75 | 63.4 | 75.7 | 89.45 | 104.55 | 120.55 | 137.2 | 154.8 | 173.65 | 193.45 | 214.25 | 235.85 | 258.3 | 281.5 | 305.2 | 329.4 | 354.1 | 379.7 | 405.65 | 432.4
2016-06-01 | 0 | 0 | 0 | 0 | 0 | 0 | 0 | 0 | 0 | 0 | 0 | 0.05 | 0.2 | 0.4 | 0.85 | 1.6 | 2.7 | 4.35 | 6.1 | 8.75 | 12.2 | 16.95 | 22.4 | 28.85 | 36.4 | 44.95 | 54.8 | 66.4 | 79.15 | 93.45 | 109.4 | 126.1 | 144.25 | 163.75
2016-07-01 | 0 | 0 | 0 | 0 | 0 | 0 | 0 | 0 | 0 | 0 | 0 | 0 | 0 | 0 | 0 | 0 | 0.05 | 0.1 | 0.3 | 0.6 | 1.2 | 1.85 | 3 | 4.65 | 7.05 | 10.3 | 14.25 | 19.15 | 24.55 | 31.05 | 38.3 | 46.6 | 55.9 | 66.45
2016-08-01 | 0 | 0 | 0 | 0 | 0 | 0 | 0 | 0 | 0 | 0 | 0 | 0 | 0 | 0 | 0 | 0.1 | 0.2 | 0.5 | 0.9 | 1.3 | 1.95 | 2.7 | 3.5 | 4.65 | 5.95 | 7.6 | 9.55 | 12.3 | 15.75 | 19.8 | 24.6 | 30.45 | 37.85 | 46.85
2016-09-01 | 0.25 | 0.4 | 0.55 | 0.75 | 0.95 | 1.15 | 1.45 | 1.75 | 2.15 | 2.7 | 3.4 | 4.3 | 5.4 | 6.85 | 8.65 | 10.75 | 13.1 | 15.95 | 19.3 | 23.5 | 29.2 | 36 | 43.5 | 51.85 | 61.35 | 71.6 | 83.25 | 95.5 | 108.95 | 124.05 | 139.95 | 156.95 | 175.85 | 195.65
2016-10-01 | 7.65 | 9.75 | 12.1 | 14.75 | 17.9 | 21.6 | 26.2 | 31.95 | 38.85 | 46.55 | 55.5 | 65.1 | 75.65 | 87.1 | 99.4 | 113 | 127.45 | 143.1 | 160.4 | 179.3 | 199.35 | 221.1 | 243.6 | 267.4 | 291.7 | 317.05 | 343.15 | 370.25 | 398.1 | 426.5 | 455.3 | 484.6 | 514.35 | 544.35
2016-11-01 | 36.5 | 44.5 | 53.55 | 64 | 75.5 | 87.9 | 101.6 | 116.85 | 133.1 | 151.05 | 170.6 | 191.35 | 213.1 | 236.05 | 260.05 | 285.15 | 311.05 | 337.85 | 365 | 392.8 | 420.95 | 449.6 | 478.4 | 507.45 | 536.85 | 566.35 | 596.1 | 625.8 | 655.7 | 685.7 | 715.7 | 745.75 | 775.7 | 805.8
2016-12-01 | 184.5 | 207 | 230.85 | 256.1 | 282.8 | 310 | 338.05 | 366.5 | 395.3 | 424.1 | 453.15 | 482.45 | 512.15 | 541.95 | 571.95 | 602 | 632.05 | 662.25 | 692.75 | 723.55 | 754.55 | 785.55 | 816.55 | 847.55 | 878.55 | 909.55 | 940.55 | 971.55 | 1002.55 | 1033.55 | 1064.55 | 1095.55 | 1126.55 | 1157.55
2017-01-01 | 187.85 | 208.35 | 231.15 | 255.2 | 280.8 | 307.25 | 334.8 | 362.75 | 391.15 | 419.9 | 448.9 | 478.1 | 507.45 | 537.1 | 566.9 | 596.95 | 627.05 | 657.55 | 688.05 | 718.7 | 749.4 | 780.2 | 811.1 | 842.05 | 873.05 | 904.05 | 935.05 | 966.05 | 997.05 | 1028.05 | 1059.05 | 1090.05 | 1121.05 | 1152.05
2017-02-01 | 176 | 194.8 | 214.55 | 235 | 256.2 | 278.05 | 300.3 | 322.8 | 345.6 | 368.6 | 392.1 | 416.25 | 440.55 | 465.3 | 490.25 | 515.6 | 541.1 | 567.05 | 593.3 | 619.75 | 646.5 | 673.3 | 700.25 | 727.25 | 754.35 | 781.55 | 808.8 | 836.25 | 863.65 | 891.3 | 919 | 946.75 | 974.55 | 1002.45
2017-03-01 | 220.5 | 242 | 265.2 | 289 | 313.65 | 339.05 | 365 | 391.5 | 418.15 | 445.55 | 473.25 | 501.8 | 530.7 | 559.9 | 589.3 | 619 | 648.9 | 678.9 | 708.9 | 739.05 | 769.35 | 799.75 | 830.3 | 860.9 | 891.75 | 922.6 | 953.55 | 984.5 | 1015.45 | 1046.45 | 1077.4 | 1108.35 | 1139.3 | 1170.25
2017-04-01 | 7.6 | 10.55 | 14.65 | 19.8 | 25.45 | 32.05 | 39.8 | 49 | 59.65 | 71.85 | 85.35 | 99.8 | 115.45 | 132.05 | 149.75 | 168.35 | 188.25 | 208.6 | 229.65 | 251.3 | 273.75 | 296.8 | 320.3 | 344.35 | 368.95 | 394 | 419.35 | 444.95 | 470.9 | 497.25 | 523.9 | 551.05 | 578.55 | 606.15
2017-05-01 | 0.5 | 0.75 | 1.1 | 1.45 | 1.9 | 2.5 | 3.35 | 4.6 | 6.5 | 9.15 | 13.6 | 19.85 | 28.6 | 39.4 | 51.7 | 65.65 | 81.55 | 98.85 | 117.85 | 138.1 | 159.35 | 181.9 | 205.35 | 229.6 | 254.6 | 280.1 | 306.35 | 332.75 | 359.8 | 387.15 | 414.8 | 442.75 | 470.9 | 499.25
2017-06-01 | 0 | 0 | 0 | 0 | 0 | 0 | 0 | 0 | 0.1 | 0.25 | 0.5 | 1.15 | 2.15 | 3.8 | 5.7 | 7.85 | 10.45 | 13.55 | 17.25 | 21.6 | 26.9 | 32.9 | 39.65 | 47.1 | 55.25 | 64.05 | 73.7 | 84.05 | 95.15 | 107.2 | 120.15 | 134.15 | 149.35 | 166.2
2017-07-01 | 0 | 0 | 0 | 0 | 0 | 0 | 0 | 0 | 0 | 0 | 0 | 0 | 0.05 | 0.15 | 0.3 | 0.45 | 0.8 | 1.1 | 1.55 | 2.25 | 3.45 | 5.2 | 7.35 | 10.15 | 13.7 | 18.35 | 24.2 | 31.15 | 39.25 | 48.55 | 58.95 | 70.65 | 83.8 | 98.65
2017-08-01 | 0 | 0 | 0 | 0 | 0 | 0 | 0 | 0 | 0 | 0 | 0.05 | 0.3 | 0.6 | 1.1 | 1.7 | 2.45 | 3.4 | 4.5 | 5.7 | 7.2 | 9 | 10.95 | 13.75 | 16.7 | 20.5 | 25.3 | 30.75 | 37.65 | 45.9 | 55.7 | 66.7 | 79.1 | 93.3 | 109
2017-09-01 | 0 | 0 | 0 | 0.1 | 0.15 | 0.25 | 0.4 | 0.6 | 0.85 | 1.25 | 1.75 | 2.35 | 3.2 | 4.35 | 6 | 7.75 | 9.8 | 12.5 | 15.25 | 19 | 23.35 | 28.65 | 34.6 | 41.65 | 49.9 | 59.8 | 71.05 | 83.75 | 98.45 | 114.75 | 132.8 | 151.8 | 172.25 | 194
2017-10-01 | 1.55 | 2.2 | 2.95 | 4.05 | 5.3 | 6.95 | 8.75 | 10.85 | 13.25 | 15.95 | 19.35 | 23.15 | 27.7 | 32.95 | 38.25 | 44.45 | 51.75 | 60.1 | 69.5 | 80.25 | 92.25 | 105.2 | 119.5 | 135.95 | 153.3 | 171.85 | 191.6 | 212.4 | 234.5 | 257.15 | 280.7 | 305.25 | 330.65 | 357.2
2017-11-01 | 60.65 | 71.25 | 83.85 | 97.3 | 112.25 | 128.45 | 145.65 | 163.95 | 183.85 | 204.4 | 225.85 | 248.05 | 271.1 | 295.3 | 319.95 | 345.2 | 370.95 | 396.8 | 423.25 | 449.8 | 477.1 | 504.55 | 532.3 | 560.55 | 588.9 | 617.6 | 646.5 | 675.8 | 705.1 | 734.6 | 764.15 | 793.7 | 823.45 | 853.25
2017-12-01 | 335.4 | 360.4 | 386.25 | 412.45 | 439.2 | 467.05 | 495.4 | 524.45 | 553.75 | 583.35 | 613.3 | 643.5 | 673.75 | 704.15 | 734.7 | 765.2 | 795.75 | 826.25 | 856.9 | 887.6 | 918.4 | 949.4 | 980.4 | 1011.4 | 1042.4 | 1073.4 | 1104.4 | 1135.4 | 1166.4 | 1197.4 | 1228.4 | 1259.4 | 1290.4 | 1321.4
2018-01-01 | 376.65 | 402.2 | 428.35 | 454.6 | 481.2 | 507.95 | 535.05 | 562.35 | 589.95 | 618 | 646.35 | 675.25 | 704.65 | 734.2 | 764 | 793.9 | 823.85 | 853.9 | 883.9 | 914 | 944.2 | 974.8 | 1005.55 | 1036.55 | 1067.55 | 1098.55 | 1129.55 | 1160.55 | 1191.55 | 1222.55 | 1253.55 | 1284.55 | 1315.55 | 1346.55
2018-02-01 | 132.45 | 147.7 | 164.25 | 182.3 | 201.3 | 221.3 | 242 | 263.05 | 284.85 | 307.6 | 330.65 | 354.8 | 379.55 | 404.6 | 430.45 | 456.4 | 482.85 | 509.35 | 536.05 | 562.9 | 589.65 | 616.7 | 643.7 | 670.85 | 698.05 | 725.35 | 752.7 | 780 | 807.45 | 834.95 | 862.45 | 890.1 | 917.95 | 945.8
2018-03-01 | 117.8 | 139.2 | 162 | 186.55 | 212.05 | 238.75 | 266.25 | 294.3 | 322.7 | 351.7 | 380.8 | 410 | 439.45 | 469.15 | 498.95 | 528.8 | 558.9 | 589.15 | 619.4 | 649.9 | 680.4 | 711.2 | 741.95 | 772.85 | 803.75 | 834.7 | 865.7 | 896.65 | 927.6 | 958.55 | 989.5 | 1020.5 | 1051.4 | 1082.4
2018-04-01 | 33.9 | 43.1 | 53.75 | 65.85 | 78.95 | 92.8 | 108.05 | 123.7 | 140.8 | 158.95 | 178.3 | 198.65 | 219.8 | 242.45 | 265.6 | 289.85 | 314.8 | 340.65 | 366.9 | 394 | 421.45 | 449.35 | 477.75 | 506.2 | 535 | 563.85 | 592.9 | 622.2 | 651.65 | 681.2 | 710.95 | 740.8 | 770.6 | 800.5
2018-05-01 | 0 | 0.05 | 0.1 | 0.15 | 0.35 | 0.6 | 0.95 | 1.55 | 2.5 | 3.55 | 5 | 7.2 | 10.1 | 14.5 | 20.35 | 27.05 | 34.9 | 44.15 | 54.4 | 65.8 | 78.1 | 91.65 | 106.35 | 122.1 | 139.25 | 157.6 | 177.15 | 197.4 | 218.35 | 240.2 | 262.5 | 285.5 | 309.15 | 333.55
2018-06-01 | 0 | 0 | 0 | 0 | 0 | 0 | 0 | 0 | 0 | 0 | 0.05 | 0.05 | 0.4 | 1.3 | 2.4 | 4.45 | 6.85 | 10 | 13.95 | 18.6 | 24.25 | 30.7 | 37.9 | 45.9 | 55.1 | 65.35 | 76.35 | 88.3 | 101.4 | 115.3 | 130.2 | 146.3 | 163.85 | 182.45
2018-07-01 | 0 | 0 | 0 | 0 | 0 | 0 | 0 | 0 | 0 | 0 | 0 | 0 | 0 | 0 | 0 | 0.1 | 0.15 | 0.4 | 0.6 | 1 | 1.45 | 1.9 | 2.6 | 3.55 | 4.7 | 6.15 | 7.95 | 10.05 | 12.8 | 16.25 | 20.75 | 26 | 32.55 | 40.5
2018-08-01 | 0 | 0 | 0 | 0 | 0 | 0 | 0 | 0 | 0 | 0 | 0 | 0 | 0 | 0 | 0 | 0 | 0.05 | 0.1 | 0.25 | 0.45 | 0.75 | 1.15 | 1.6 | 2.1 | 2.75 | 3.65 | 4.8 | 6.5 | 8.65 | 11.3 | 15.65 | 21.6 | 29.15 | 38.45
2018-09-01 | 0 | 0 | 0 | 0 | 0 | 0 | 0.05 | 0.2 | 0.55 | 1 | 1.6 | 2.25 | 3.2 | 4.3 | 5.9 | 7.5 | 9.45 | 11.65 | 14.1 | 17.15 | 20.95 | 25.55 | 31.05 | 37.45 | 45.2 | 54.35 | 64.7 | 76.45 | 89.5 | 104.05 | 120.35 | 138.1 | 157.3 | 178.4
2018-10-01 | 10 | 12.7 | 15.75 | 19.65 | 24.1 | 29.35 | 35.15 | 42.25 | 50.35 | 59.65 | 70.25 | 82.1 | 94.95 | 108.35 | 122.85 | 138.05 | 154.1 | 171.2 | 189.7 | 209.25 | 230.05 | 252.55 | 276 | 300.6 | 326.3 | 353.2 | 380.7 | 408.5 | 436.5 | 464.8 | 493.2 | 521.75 | 550.85 | 580.1
2018-11-01 | 78.25 | 89.6 | 102.6 | 116.9 | 132.25 | 148.65 | 166.4 | 185.35 | 205.85 | 227.2 | 249.7 | 273 | 297.15 | 322.1 | 347.45 | 373.3 | 400.05 | 427.05 | 454.6 | 482.5 | 510.75 | 539.35 | 568 | 596.85 | 625.75 | 654.8 | 684.05 | 713.15 | 742.55 | 772 | 801.6 | 831.55 | 861.55 | 891.65
2018-12-01 | 151.85 | 172.65 | 194.75 | 217.6 | 240.95 | 265.4 | 290.6 | 316.6 | 343.25 | 370.4 | 398.15 | 426.25 | 454.8 | 483.75 | 512.8 | 542.2 | 571.7 | 601.6 | 631.75 | 662.1 | 692.55 | 723.15 | 753.8 | 784.45 | 815.2 | 845.95 | 876.75 | 907.65 | 938.55 | 969.55 | 1000.55 | 1031.55 | 1062.55 | 1093.55
2019-01-01 | 304.25 | 329.4 | 355.4 | 382.15 | 409.6 | 437.6 | 466.4 | 495.4 | 524.8 | 554.45 | 584.1 | 614 | 643.85 | 673.85 | 703.9 | 734.25 | 764.55 | 795 | 825.6 | 856.3 | 887.2 | 918.2 | 949.2 | 980.2 | 1011.2 | 1042.2 | 1073.2 | 1104.2 | 1135.2 | 1166.2 | 1197.2 | 1228.2 | 1259.2 | 1290.2
2019-02-01 | 207.15 | 228.75 | 251.65 | 275.2 | 299.6 | 324.4 | 349.65 | 375.35 | 401.4 | 427.55 | 453.95 | 480.65 | 507.35 | 534.3 | 561.5 | 588.7 | 616.1 | 643.45 | 670.85 | 698.4 | 725.9 | 753.5 | 781.05 | 808.8 | 836.45 | 864.3 | 892.25 | 920.2 | 948.2 | 976.2 | 1004.2 | 1032.2 | 1060.2 | 1088.2
2019-03-01 | 131.05 | 147.75 | 166 | 185.7 | 206.2 | 228.25 | 250.8 | 274.4 | 299 | 324.35 | 350.05 | 376.6 | 403.55 | 431.05 | 458.9 | 487.1 | 515.65 | 544.35 | 573.55 | 603.05 | 632.9 | 663.1 | 693.3 | 723.7 | 754.05 | 784.7 | 815.2 | 846.05 | 876.8 | 907.7 | 938.7 | 969.6 | 1000.6 | 1031.55
2019-04-01 | 9.25 | 12.9 | 16.95 | 22.15 | 28.15 | 35.1 | 42.85 | 51.4 | 61.35 | 72.55 | 84.9 | 98.7 | 113.85 | 130.65 | 148.75 | 168.15 | 188.35 | 209.95 | 232.1 | 254.7 | 277.95 | 301.7 | 326.25 | 351.35 | 376.85 | 402.85 | 429.5 | 456.65 | 484.05 | 512.25 | 540.85 | 569.6 | 598.75 | 628.05
2019-05-01 | 0.05 | 0.05 | 0.2 | 0.4 | 0.8 | 1.35 | 2.5 | 4.3 | 7.15 | 10.75 | 15.25 | 20.5 | 26.7 | 34.3 | 43.85 | 54.7 | 66.95 | 80.75 | 95.75 | 112 | 129.7 | 148.1 | 167.75 | 188.5 | 210.5 | 233.2 | 257.1 | 281.75 | 306.95 | 332.95 | 359.7 | 386.95 | 415.05 | 443.55
2019-06-01 | 0 | 0 | 0 | 0 | 0 | 0 | 0 | 0 | 0 | 0.05 | 0.1 | 0.2 | 0.25 | 0.45 | 0.65 | 1 | 1.6 | 2.75 | 4.5 | 6.8 | 9.8 | 13.2 | 17.3 | 22.2 | 27.95 | 34.6 | 42 | 51 | 61.15 | 73.5 | 87.35 | 102.9 | 120.45 | 139.55
2019-07-01 | 0 | 0 | 0 | 0 | 0 | 0 | 0 | 0 | 0 | 0 | 0 | 0 | 0 | 0 | 0 | 0 | 0 | 0 | 0 | 0 | 0 | 0.05 | 0.15 | 0.35 | 0.8 | 1.4 | 2.2 | 3.15 | 4.7 | 6.8 | 9.9 | 13.9 | 18.75 | 24.1
2019-08-01 | 0 | 0 | 0 | 0 | 0 | 0 | 0 | 0 | 0 | 0 | 0 | 0 | 0.1 | 0.35 | 0.55 | 0.85 | 1.2 | 1.6 | 2.1 | 2.6 | 3.45 | 4.45 | 5.75 | 7.45 | 9.4 | 11.7 | 14.75 | 18.25 | 22.45 | 27.8 | 33.7 | 40.75 | 49.3 | 59.3
2019-09-01 | 0 | 0.05 | 0.1 | 0.25 | 0.4 | 0.55 | 0.85 | 1.2 | 1.65 | 2.2 | 2.8 | 3.65 | 4.5 | 5.55 | 6.9 | 8.4 | 10.5 | 13 | 15.95 | 19.7 | 24.05 | 29.05 | 34.85 | 42 | 49.95 | 59.25 | 69.75 | 81.8 | 94.9 | 109.45 | 125 | 142.4 | 161.05 | 181.7
2019-10-01 | 1.1 | 1.75 | 2.55 | 3.4 | 4.35 | 5.5 | 6.95 | 8.7 | 10.7 | 13 | 15.65 | 18.85 | 22.55 | 26.75 | 32.65 | 40.05 | 49.1 | 61.55 | 75.75 | 91.95 | 110.6 | 130.85 | 152.45 | 175.85 | 200.2 | 225.5 | 251.6 | 278.3 | 305.5 | 333.15 | 361.1 | 389.2 | 417.8 | 446.9
2019-11-01 | 76.5 | 88.85 | 102.3 | 117.8 | 134.6 | 152.5 | 171.9 | 192.3 | 213.55 | 235.45 | 258.4 | 282.1 | 306.8 | 332.3 | 358.85 | 385.95 | 413.8 | 442 | 470.65 | 499.8 | 529.1 | 558.55 | 588.25 | 617.95 | 647.7 | 677.5 | 707.3 | 737.15 | 767 | 796.85 | 826.65 | 856.5 | 886.35 | 916.2
2019-12-01 | 177.1 | 198.6 | 221.35 | 244.95 | 269.1 | 293.95 | 319.35 | 345.45 | 372.1 | 399.2 | 426.45 | 454.25 | 482.1 | 510.7 | 539.5 | 568.8 | 598.1 | 627.8 | 657.55 | 687.75 | 718.1 | 748.6 | 779.35 | 810.25 | 841.2 | 872.15 | 903.15 | 934.15 | 965.15 | 996.15 | 1027.15 | 1058.15 | 1089.15 | 1120.15
2020-01-01 | 164.8 | 183.15 | 202.95 | 224.15 | 246.65 | 270.35 | 295.15 | 320.65 | 347.15 | 374.55 | 402.2 | 430.55 | 459.25 | 488.5 | 517.85 | 547.35 | 576.85 | 606.4 | 636 | 665.65 | 695.35 | 725.1 | 754.75 | 784.5 | 814.25 | 844.15 | 874.1 | 904.3 | 934.75 | 965.35 | 996.1 | 1026.85 | 1057.7 | 1088.65
2020-02-01 | 132.35 | 150 | 168.65 | 188.8 | 210.45 | 233.3 | 257.05 | 282.1 | 308.1 | 334.85 | 362.15 | 389.85 | 417.75 | 445.8 | 473.95 | 502.35 | 530.75 | 559.3 | 587.95 | 616.6 | 645.4 | 674.15 | 702.95 | 731.8 | 760.65 | 789.55 | 818.55 | 847.55 | 876.55 | 905.55 | 934.55 | 963.55 | 992.55 | 1021.55
2020-03-01 | 57.3 | 67.45 | 79.3 | 92.95 | 108.45 | 125.7 | 144.6 | 165.1 | 186.55 | 208.8 | 232.45 | 256.85 | 282.15 | 308.25 | 334.9 | 361.95 | 389.45 | 417.3 | 445.6 | 474.25 | 503.1 | 532.2 | 561.45 | 591 | 620.7 | 650.55 | 680.65 | 710.8 | 741.05 | 771.5 | 802.1 | 832.8 | 863.5 | 894.3
2020-04-01 | 13.45 | 17.7 | 23.6 | 31.4 | 41 | 52.85 | 66.6 | 81.65 | 98.9 | 118.1 | 139.15 | 161.7 | 184.95 | 209.35 | 234.55 | 260.5 | 287.25 | 314.4 | 342 | 369.7 | 398.1 | 426.7 | 455.75 | 485.1 | 514.8 | 544.65 | 574.6 | 604.55 | 634.55 | 664.55 | 694.55 | 724.55 | 754.55 | 784.55
2020-05-01 | 1.7 | 2.7 | 3.9 | 5.3 | 7.05 | 9.3 | 12.25 | 15.85 | 19.9 | 24.75 | 30.4 | 37.3 | 45.3 | 54.5 | 64.45 | 75.7 | 87.9 | 101.2 | 115.85 | 131.45 | 148.05 | 165.65 | 183.95 | 203 | 223.05 | 244.1 | 265.9 | 288.75 | 312.3 | 336.6 | 361.65 | 387.45 | 413.85 | 440.6
2020-06-01 | 0 | 0 | 0.05 | 0.1 | 0.2 | 0.4 | 0.6 | 0.85 | 1.1 | 1.4 | 1.85 | 2.3 | 3.1 | 4.1 | 5 | 6.35 | 7.7 | 9.2 | 11.1 | 13.5 | 16.5 | 20.2 | 24.85 | 30.25 | 36.6 | 43.65 | 52.1 | 61.35 | 71.8 | 83.7 | 96.8 | 111.45 | 127.6 | 144.85
2020-07-01 | 0 | 0 | 0 | 0 | 0 | 0 | 0 | 0 | 0 | 0 | 0 | 0 | 0 | 0 | 0 | 0 | 0 | 0 | 0.05 | 0.05 | 0.15 | 0.25 | 0.35 | 0.7 | 1.4 | 2.45 | 4.5 | 7.35 | 11 | 15.75 | 22.05 | 29.05 | 37.5 | 47.15
2020-08-01 | 0 | 0 | 0 | 0 | 0 | 0 | 0 | 0 | 0 | 0 | 0 | 0 | 0.1 | 0.2 | 0.3 | 0.6 | 0.8 | 1.15 | 1.6 | 2.05 | 2.65 | 3.35 | 4.25 | 5.5 | 7.45 | 10.25 | 14 | 18.8 | 24.4 | 31.4 | 39.95 | 49.7 | 60.9 | 73.25
2020-09-01 | 2.05 | 2.6 | 3.25 | 3.9 | 4.8 | 5.55 | 6.5 | 7.5 | 8.6 | 10.1 | 12.05 | 13.95 | 16.35 | 19 | 21.9 | 25.55 | 29.35 | 33.8 | 38.45 | 44 | 50.2 | 57 | 65.4 | 74.25 | 84.5 | 95.25 | 107.55 | 121.1 | 135.75 | 152.3 | 169.75 | 188.45 | 208 | 229.05
2020-10-01 | 16.55 | 19.05 | 21.85 | 24.9 | 28.3 | 32.15 | 36.7 | 42 | 48.35 | 55.1 | 63.05 | 71.7 | 81.4 | 92.4 | 104.25 | 118.1 | 132.85 | 148.95 | 166.7 | 186.05 | 207.5 | 230.1 | 253.75 | 278.35 | 303.55 | 329.9 | 356.45 | 383.8 | 411.5 | 440 | 468.95 | 498.25 | 527.95 | 558.1
2020-11-01 | 40.75 | 47.75 | 55.6 | 64.8 | 75 | 86.1 | 98.8 | 112 | 126.5 | 141.9 | 158.6 | 176.55 | 195.6 | 215.8 | 237 | 259.05 | 281.45 | 304.5 | 328.05 | 352 | 376.5 | 401.65 | 427.2 | 453.3 | 479.95 | 506.8 | 533.95 | 561.55 | 589.7 | 617.8 | 646.25 | 674.75 | 703.55 | 732.6
2020-12-01 | 174.35 | 195.4 | 217.1 | 239.5 | 262.75 | 287.25 | 312.75 | 338.95 | 365.6 | 392.8 | 420.35 | 448.15 | 476.45 | 504.9 | 533.7 | 562.85 | 592.1 | 621.5 | 651.15 | 680.95 | 710.9 | 741.15 | 771.45 | 801.95 | 832.6 | 863.4 | 894.35 | 925.35 | 956.35 | 987.35 | 1018.35 | 1049.35 | 1080.35 | 1111.35
2021-01-01 | 252.85 | 279.7 | 307.55 | 336.35 | 365.85 | 395.9 | 426.3 | 456.95 | 487.65 | 518.4 | 549.25 | 580.1 | 610.95 | 641.9 | 672.85 | 703.85 | 734.85 | 765.85 | 796.85 | 827.85 | 858.85 | 889.85 | 920.85 | 951.85 | 982.85 | 1013.85 | 1044.85 | 1075.85 | 1106.85 | 1137.85 | 1168.85 | 1199.85 | 1230.85 | 1261.85
2021-02-01 | 247.8 | 272.3 | 297.8 | 323.65 | 350 | 376.75 | 403.85 | 431.2 | 458.7 | 486.4 | 514.3 | 542.25 | 570.25 | 598.25 | 626.25 | 654.25 | 682.25 | 710.25 | 738.25 | 766.25 | 794.25 | 822.25 | 850.25 | 878.25 | 906.25 | 934.25 | 962.25 | 990.25 | 1018.25 | 1046.25 | 1074.25 | 1102.25 | 1130.25 | 1158.25
2021-03-01 | 115.15 | 128.45 | 142.95 | 158.05 | 173.95 | 190.5 | 208.1 | 226.4 | 245.65 | 266.1 | 287.15 | 309.05 | 332 | 355.6 | 379.9 | 404.75 | 430.15 | 456.1 | 482.65 | 509.65 | 537.1 | 565.25 | 593.8 | 622.7 | 651.9 | 681.3 | 711.15 | 740.95 | 771.25 | 801.55 | 832.1 | 862.75 | 893.5 | 924.4
2021-04-01 | 13.45 | 16.85 | 20.9 | 25.5 | 30.6 | 36.25 | 42.95 | 50.4 | 59 | 68.75 | 80.2 | 93.8 | 108.8 | 125.75 | 144.05 | 163.7 | 184.6 | 206.6 | 229.55 | 253.35 | 278.3 | 303.3 | 329.35 | 356.05 | 383.05 | 410.45 | 438.35 | 466.3 | 494.6 | 523.15 | 551.6 | 580.45 | 609.5 | 638.7
2021-05-01 | 0 | 0 | 0.05 | 0.2 | 0.5 | 0.95 | 1.6 | 2.4 | 3.5 | 4.85 | 7.15 | 10.45 | 15.65 | 22.5 | 30.8 | 39.9 | 50.3 | 61.5 | 73.85 | 87 | 101.15 | 116.4 | 132.1 | 148.75 | 166.8 | 185.4 | 205.2 | 226.1 | 248 | 270.95 | 294.65 | 319.2 | 344.15 | 369.75
2021-06-01 | 0 | 0 | 0 | 0 | 0 | 0 | 0 | 0 | 0 | 0 | 0.05 | 0.1 | 0.4 | 0.85 | 1.35 | 2.05 | 2.75 | 3.6 | 4.6 | 5.75 | 7.35 | 9.15 | 11.75 | 14.8 | 18.65 | 23.25 | 28.9 | 35.85 | 43.65 | 52.65 | 62.55 | 73.4 | 85.2 | 98.05
2021-07-01 | 0 | 0 | 0 | 0 | 0 | 0 | 0 | 0 | 0 | 0 | 0 | 0 | 0 | 0 | 0 | 0 | 0.05 | 0.1 | 0.25 | 0.75 | 1.8 | 3.65 | 5.85 | 8.8 | 12.15 | 15.75 | 20.4 | 25.85 | 32.45 | 40.9 | 51.45 | 63.75 | 77.8 | 94.4
2021-08-01 | 0 | 0 | 0 | 0 | 0 | 0 | 0 | 0 | 0 | 0 | 0 | 0 | 0 | 0 | 0 | 0 | 0.05 | 0.15 | 0.3 | 0.55 | 0.85 | 1.25 | 1.85 | 2.5 | 3.45 | 4.5 | 5.85 | 7.7 | 10.2 | 13.5 | 17.55 | 22.65 | 28.9 | 37.15
2021-09-01 | 0 | 0 | 0 | 0 | 0 | 0 | 0 | 0 | 0 | 0 | 0.1 | 0.3 | 0.6 | 1.05 | 1.75 | 2.45 | 3.55 | 5.1 | 6.95 | 9.2 | 11.95 | 15.2 | 19.1 | 23.45 | 28.55 | 34.9 | 42.4 | 50.8 | 60.8 | 72.5 | 85.95 | 101.3 | 118.35 | 137.1
2021-10-01 | 1.5 | 1.85 | 2.3 | 2.7 | 3.3 | 3.95 | 4.85 | 5.95 | 7.45 | 9.35 | 12 | 15.75 | 20.4 | 26 | 32.8 | 40.85 | 49.95 | 60.4 | 71.75 | 84.3 | 98.4 | 114.05 | 131.15 | 149.45 | 169.45 | 190.95 | 214.1 | 238.3 | 263.75 | 290.1 | 317.2 | 344.6 | 372.75 | 401.25
2021-11-01 | 49.05 | 59.05 | 70.85 | 82.95 | 96.25 | 110.4 | 125.8 | 142.45 | 159.9 | 178.6 | 198.65 | 219.25 | 240.8 | 263.65 | 287.5 | 312.6 | 338.4 | 364.75 | 392 | 419.5 | 447.4 | 475.95 | 504.55 | 533.55 | 562.6 | 592.05 | 621.55 | 651.15 | 680.85 | 710.5 | 740.25 | 770.15 | 800.1 | 830.2
2021-12-01 | 98.6 | 115.4 | 133.9 | 153.65 | 175.2 | 198.35 | 222.65 | 247.9 | 274.1 | 300.8 | 328.05 | 355.35 | 383 | 410.7 | 438.7 | 466.8 | 495.25 | 524.1 | 553.4 | 582.95 | 612.75 | 642.9 | 673.25 | 703.8 | 734.6 | 765.45 | 796.35 | 827.35 | 858.35 | 889.35 | 920.35 | 951.35 | 982.35 | 1013.35
2022-01-01 | 384.3 | 410.4 | 437.15 | 464.45 | 492.3 | 520.45 | 548.95 | 578.1 | 607.9 | 637.95 | 668.4 | 699 | 729.65 | 760.5 | 791.5 | 822.5 | 853.5 | 884.5 | 915.5 | 946.5 | 977.5 | 1008.5 | 1039.5 | 1070.5 | 1101.5 | 1132.5 | 1163.5 | 1194.5 | 1225.5 | 1256.5 | 1287.5 | 1318.5 | 1349.5 | 1380.5
2022-02-01 | 239.8 | 259.4 | 280.15 | 301.75 | 324.05 | 346.9 | 370 | 393.5 | 417.3 | 441.6 | 466.2 | 491.1 | 516.3 | 541.7 | 567.3 | 592.95 | 618.8 | 644.65 | 670.9 | 697.5 | 724.4 | 751.65 | 779.1 | 806.7 | 834.4 | 862.2 | 889.95 | 917.75 | 945.6 | 973.5 | 1001.4 | 1029.35 | 1057.35 | 1085.35
2022-03-01 | 91.9 | 103.95 | 117 | 131.6 | 147.7 | 165.15 | 184 | 203.6 | 224.55 | 246.3 | 269.65 | 293.4 | 318.05 | 343.55 | 369.55 | 395.9 | 422.85 | 450.3 | 478.55 | 506.9 | 535.6 | 564.75 | 593.85 | 623.45 | 653.35 | 683.55 | 713.7 | 744.3 | 775 | 805.8 | 836.6 | 867.4 | 898.3 | 929.05
2022-04-01 | 3.85 | 5.1 | 7.4 | 10.2 | 14.05 | 18.6 | 24.75 | 31.8 | 40.95 | 51.65 | 64.65 | 79.1 | 95.15 | 112.9 | 132 | 152.85 | 175.15 | 198.4 | 222.85 | 248.25 | 274.3 | 300.95 | 327.85 | 355.35 | 383.15 | 411.55 | 440.4 | 469.25 | 498.55 | 527.95 | 557.5 | 587.05 | 616.9 | 646.75
2022-05-01 | 0.25 | 0.45 | 0.7 | 1 | 1.55 | 2.2 | 3.1 | 4.25 | 5.55 | 7.75 | 10.8 | 14.5 | 19 | 24.5 | 30.95 | 38.45 | 47.35 | 57.3 | 68.6 | 81.25 | 95.25 | 109.85 | 125.35 | 142.1 | 159.55 | 178 | 197.7 | 218.4 | 239.55 | 261.75 | 285 | 309.05 | 333.95 | 359.6
2022-06-01 | 0 | 0 | 0 | 0 | 0 | 0 | 0 | 0 | 0 | 0.1 | 0.25 | 0.5 | 0.75 | 1.2 | 1.65 | 2.5 | 3.55 | 5.05 | 7.45 | 11.3 | 16 | 21.3 | 27.9 | 35.7 | 44.2 | 54.05 | 65.2 | 77 | 89.75 | 104.05 | 119.5 | 136.25 | 154.15 | 172.95
2022-07-01 | 0 | 0 | 0 | 0 | 0 | 0 | 0 | 0 | 0 | 0 | 0 | 0 | 0 | 0 | 0.05 | 0.1 | 0.15 | 0.3 | 0.45 | 0.7 | 0.85 | 1.3 | 1.9 | 2.45 | 3.5 | 4.7 | 6.55 | 8.65 | 11.35 | 14.6 | 18.9 | 23.95 | 30.05 | 37.1
2022-08-01 | 0 | 0 | 0 | 0 | 0 | 0 | 0 | 0 | 0 | 0 | 0 | 0 | 0 | 0 | 0 | 0 | 0 | 0.05 | 0.25 | 0.5 | 0.75 | 1.15 | 1.6 | 2.15 | 2.9 | 3.65 | 4.65 | 6.1 | 8.25 | 11.45 | 15.65 | 21.85 | 29.95 | 39.85
2022-09-01 | 0 | 0 | 0 | 0.05 | 0.05 | 0.2 | 0.45 | 0.75 | 1.3 | 2.05 | 2.9 | 4.05 | 5.65 | 7.45 | 9.85 | 12.6 | 15.9 | 19.55 | 23.5 | 28.35 | 34.15 | 40.85 | 48.6 | 57.6 | 68.4 | 80.8 | 95 | 110.8 | 128.25 | 146.8 | 166.65 | 188.2 | 210.45 | 234.05
2022-10-01 | 4.35 | 5.65 | 7.25 | 9.05 | 11.35 | 14.1 | 17.25 | 21 | 25.25 | 30.55 | 36.4 | 43.15 | 50.5 | 58.8 | 68 | 78.25 | 90.3 | 104.2 | 119.65 | 136.5 | 155.4 | 176.3 | 198.55 | 222.2 | 246.9 | 272.6 | 299.1 | 326.55 | 354.9 | 384.1 | 413.65 | 443.65 | 473.9 | 504.2
2022-11-01 | 35.4 | 42.65 | 50.95 | 60.4 | 70.65 | 82 | 94.6 | 108.05 | 122.35 | 137.5 | 153.4 | 170.25 | 187.55 | 205.65 | 224.8 | 244.7 | 265.5 | 286.85 | 308.45 | 330.7 | 353.3 | 376.65 | 400.6 | 425.05 | 449.6 | 474.6 | 499.85 | 525.5 | 551.25 | 577.75 | 604.75 | 632.25 | 660.25 | 688.8
2022-12-01 | 151.65 | 169.2 | 187.95 | 208.3 | 229.5 | 252.3 | 276.2 | 300.85 | 326 | 351.45 | 377.35 | 403.5 | 430.25 | 457.5 | 485.45 | 513.85 | 542.55 | 571.6 | 601 | 630.75 | 661 | 691.45 | 722.3 | 753.15 | 784 | 814.95 | 845.9 | 876.9 | 907.9 | 938.9 | 969.9 | 1000.9 | 1031.9 | 1062.9
2023-01-01 | 100.5 | 120.05 | 141.4 | 163.85 | 187.35 | 211.9 | 237.5 | 263.85 | 290.8 | 318.25 | 346.25 | 374.65 | 403.35 | 432.65 | 462.25 | 491.95 | 522 | 552.4 | 583 | 613.7 | 644.55 | 675.55 | 706.55 | 737.55 | 768.55 | 799.55 | 830.55 | 861.55 | 892.55 | 923.55 | 954.55 | 985.55 | 1016.55 | 1047.55
2023-02-01 | 183.25 | 200.75 | 219.05 | 237.95 | 258 | 278.85 | 300.5 | 322.75 | 345.55 | 369 | 392.75 | 417.3 | 442.2 | 467.7 | 493.45 | 519.5 | 545.9 | 572.4 | 599 | 625.95 | 652.95 | 680.3 | 707.8 | 735.5 | 763.4 | 791.4 | 819.4 | 847.4 | 875.4 | 903.4 | 931.4 | 959.4 | 987.4 | 1015.4
2023-03-01 | 53.05 | 67.15 | 83.05 | 101.6 | 121.95 | 143.65 | 166.2 | 189.7 | 214.35 | 239.8 | 266.05 | 293.25 | 320.75 | 348.95 | 377.55 | 406.9 | 436.45 | 466.25 | 496.3 | 526.7 | 557.25 | 588.15 | 619.05 | 649.9 | 680.9 | 711.8 | 742.8 | 773.75 | 804.7 | 835.7 | 866.6 | 897.6 | 928.5 | 959.5
2023-04-01 | 6.9 | 8.75 | 11.2 | 14.05 | 17.8 | 22.15 | 27.05 | 32.95 | 39.8 | 47.6 | 58.15 | 70.95 | 86.35 | 104.4 | 124.6 | 146.1 | 168.65 | 192.25 | 216.7 | 241.7 | 267.4 | 293.4 | 319.75 | 346.1 | 372.8 | 399.75 | 426.9 | 454.35 | 481.85 | 509.65 | 537.6 | 565.6 | 593.75 | 622.05

## HDD--Daily
Description: | Fahrenheit-based heating degree days with base temperatures from 39 to 71
Source: | www.degreedays.net
Combined | (KBOS + KBED )/2
(Column titles show the base temperature in Fahrenheit)
Date | HDD 39 | HDD 40 | HDD 41 | HDD 42 | HDD 43 | HDD 44 | HDD 45 | HDD 46 | HDD 47 | HDD 48 | HDD 49 | HDD 50 | HDD 51 | HDD 52 | HDD 53 | HDD 54 | HDD 55 | HDD 56 | HDD 57 | HDD 58 | HDD 59 | HDD 60 | HDD 61 | HDD 62 | HDD 63 | HDD 64 | HDD 65 | HDD 66 | HDD 67 | HDD 68 | HDD 69 | HDD 70 | HDD 71
2022-08-01 | 0 | 0 | 0 | 0 | 0 | 0 | 0 | 0 | 0 | 0 | 0 | 0 | 0 | 0 | 0 | 0 | 0 | 0 | 0 | 0 | 0 | 0 | 0 | 0 | 0 | 0 | 0 | 0 | 0 | 0 | 0 | 0.05 | 0.2
2022-08-02 | 0 | 0 | 0 | 0 | 0 | 0 | 0 | 0 | 0 | 0 | 0 | 0 | 0 | 0 | 0 | 0 | 0 | 0 | 0 | 0 | 0 | 0 | 0 | 0 | 0 | 0 | 0 | 0 | 0 | 0 | 0.15 | 0.4 | 0.65
2022-08-03 | 0 | 0 | 0 | 0 | 0 | 0 | 0 | 0 | 0 | 0 | 0 | 0 | 0 | 0 | 0 | 0 | 0 | 0 | 0 | 0 | 0 | 0 | 0 | 0 | 0 | 0 | 0 | 0 | 0 | 0 | 0.05 | 0.15 | 0.35
2022-08-04 | 0 | 0 | 0 | 0 | 0 | 0 | 0 | 0 | 0 | 0 | 0 | 0 | 0 | 0 | 0 | 0 | 0 | 0 | 0 | 0 | 0 | 0 | 0 | 0 | 0 | 0 | 0 | 0 | 0.05 | 0.15 | 0.25 | 0.35 | 0.55
2022-08-05 | 0 | 0 | 0 | 0 | 0 | 0 | 0 | 0 | 0 | 0 | 0 | 0 | 0 | 0 | 0 | 0 | 0 | 0 | 0 | 0 | 0 | 0 | 0 | 0 | 0 | 0 | 0 | 0 | 0 | 0 | 0 | 0 | 0
2022-08-06 | 0 | 0 | 0 | 0 | 0 | 0 | 0 | 0 | 0 | 0 | 0 | 0 | 0 | 0 | 0 | 0 | 0 | 0 | 0 | 0 | 0 | 0 | 0 | 0 | 0 | 0 | 0 | 0 | 0 | 0 | 0 | 0 | 0.05
2022-08-07 | 0 | 0 | 0 | 0 | 0 | 0 | 0 | 0 | 0 | 0 | 0 | 0 | 0 | 0 | 0 | 0 | 0 | 0 | 0 | 0 | 0 | 0 | 0 | 0 | 0 | 0 | 0 | 0 | 0 | 0 | 0 | 0 | 0
2022-08-08 | 0 | 0 | 0 | 0 | 0 | 0 | 0 | 0 | 0 | 0 | 0 | 0 | 0 | 0 | 0 | 0 | 0 | 0 | 0 | 0 | 0 | 0 | 0 | 0 | 0 | 0 | 0 | 0 | 0 | 0 | 0 | 0 | 0
2022-08-09 | 0 | 0 | 0 | 0 | 0 | 0 | 0 | 0 | 0 | 0 | 0 | 0 | 0 | 0 | 0 | 0 | 0 | 0 | 0 | 0 | 0 | 0 | 0 | 0 | 0 | 0 | 0 | 0 | 0 | 0 | 0.05 | 0.15 | 0.25
2022-08-10 | 0 | 0 | 0 | 0 | 0 | 0 | 0 | 0 | 0 | 0 | 0 | 0 | 0 | 0 | 0 | 0 | 0 | 0 | 0 | 0 | 0 | 0 | 0 | 0 | 0 | 0 | 0 | 0 | 0.15 | 0.5 | 1.05 | 1.7 | 2.4
2022-08-11 | 0 | 0 | 0 | 0 | 0 | 0 | 0 | 0 | 0 | 0 | 0 | 0 | 0 | 0 | 0 | 0 | 0 | 0 | 0 | 0 | 0 | 0 | 0 | 0 | 0 | 0 | 0 | 0 | 0.1 | 0.2 | 0.5 | 0.85 | 1.25
2022-08-12 | 0 | 0 | 0 | 0 | 0 | 0 | 0 | 0 | 0 | 0 | 0 | 0 | 0 | 0 | 0 | 0 | 0 | 0 | 0 | 0 | 0 | 0 | 0 | 0 | 0.05 | 0.1 | 0.15 | 0.25 | 0.4 | 0.55 | 0.75 | 1.15 | 1.55
2022-08-13 | 0 | 0 | 0 | 0 | 0 | 0 | 0 | 0 | 0 | 0 | 0 | 0 | 0 | 0 | 0 | 0 | 0 | 0 | 0 | 0 | 0 | 0.1 | 0.25 | 0.45 | 0.65 | 0.85 | 1.2 | 1.6 | 2.05 | 2.6 | 3.25 | 3.9 | 4.55
2022-08-14 | 0 | 0 | 0 | 0 | 0 | 0 | 0 | 0 | 0 | 0 | 0 | 0 | 0 | 0 | 0 | 0 | 0.05 | 0.15 | 0.3 | 0.4 | 0.55 | 0.7 | 0.85 | 1.05 | 1.2 | 1.35 | 1.6 | 1.85 | 2.2 | 2.5 | 2.85 | 3.3 | 3.65
2022-08-15 | 0 | 0 | 0 | 0 | 0 | 0 | 0 | 0 | 0 | 0 | 0 | 0 | 0 | 0 | 0 | 0 | 0 | 0.05 | 0.1 | 0.15 | 0.25 | 0.35 | 0.45 | 0.6 | 0.7 | 0.85 | 1 | 1.2 | 1.5 | 1.9 | 2.25 | 2.75 | 3.25
2022-08-16 | 0 | 0 | 0 | 0 | 0 | 0 | 0 | 0 | 0 | 0 | 0 | 0 | 0 | 0 | 0 | 0 | 0 | 0.05 | 0.1 | 0.2 | 0.35 | 0.45 | 0.6 | 0.75 | 0.9 | 1.05 | 1.2 | 1.45 | 1.75 | 2.05 | 2.45 | 2.9 | 3.45
2022-08-17 | 0 | 0 | 0 | 0 | 0 | 0 | 0 | 0 | 0 | 0 | 0 | 0 | 0 | 0 | 0 | 0 | 0 | 0 | 0 | 0 | 0 | 0 | 0 | 0 | 0 | 0.05 | 0.15 | 0.3 | 0.5 | 0.75 | 1.1 | 1.55 | 2.1
2022-08-18 | 0 | 0 | 0 | 0 | 0 | 0 | 0 | 0 | 0 | 0 | 0 | 0 | 0 | 0 | 0 | 0 | 0 | 0 | 0 | 0 | 0 | 0 | 0 | 0 | 0 | 0 | 0 | 0.05 | 0.2 | 0.45 | 0.75 | 1.1 | 1.55
2022-08-19 | 0 | 0 | 0 | 0 | 0 | 0 | 0 | 0 | 0 | 0 | 0 | 0 | 0 | 0 | 0 | 0 | 0 | 0 | 0 | 0 | 0 | 0 | 0 | 0 | 0 | 0 | 0.05 | 0.1 | 0.2 | 0.3 | 0.5 | 0.75 | 1.05
2022-08-20 | 0 | 0 | 0 | 0 | 0 | 0 | 0 | 0 | 0 | 0 | 0 | 0 | 0 | 0 | 0 | 0 | 0 | 0 | 0 | 0 | 0 | 0 | 0 | 0 | 0.05 | 0.1 | 0.2 | 0.3 | 0.45 | 0.6 | 0.8 | 0.95 | 1.2
2022-08-21 | 0 | 0 | 0 | 0 | 0 | 0 | 0 | 0 | 0 | 0 | 0 | 0 | 0 | 0 | 0 | 0 | 0 | 0 | 0 | 0 | 0 | 0 | 0 | 0 | 0 | 0 | 0 | 0 | 0 | 0 | 0.05 | 0.15 | 0.3
2022-08-22 | 0 | 0 | 0 | 0 | 0 | 0 | 0 | 0 | 0 | 0 | 0 | 0 | 0 | 0 | 0 | 0 | 0 | 0 | 0 | 0 | 0 | 0 | 0 | 0 | 0 | 0.05 | 0.05 | 0.1 | 0.15 | 0.3 | 0.6 | 0.95 | 1.65
2022-08-23 | 0 | 0 | 0 | 0 | 0 | 0 | 0 | 0 | 0 | 0 | 0 | 0 | 0 | 0 | 0 | 0 | 0 | 0 | 0 | 0 | 0 | 0 | 0 | 0 | 0 | 0 | 0 | 0 | 0 | 0 | 0.1 | 0.5 | 1.1
2022-08-24 | 0 | 0 | 0 | 0 | 0 | 0 | 0 | 0 | 0 | 0 | 0 | 0 | 0 | 0 | 0 | 0 | 0 | 0 | 0 | 0 | 0 | 0 | 0 | 0 | 0 | 0 | 0 | 0 | 0.05 | 0.2 | 0.45 | 0.8 | 1.15
2022-08-25 | 0 | 0 | 0 | 0 | 0 | 0 | 0 | 0 | 0 | 0 | 0 | 0 | 0 | 0 | 0 | 0 | 0 | 0 | 0 | 0 | 0 | 0 | 0 | 0 | 0 | 0 | 0 | 0.1 | 0.2 | 0.35 | 0.5 | 0.65 | 0.85
2022-08-26 | 0 | 0 | 0 | 0 | 0 | 0 | 0 | 0 | 0 | 0 | 0 | 0 | 0 | 0 | 0 | 0 | 0 | 0 | 0 | 0 | 0 | 0 | 0 | 0 | 0 | 0 | 0 | 0.1 | 0.2 | 0.3 | 0.55 | 0.8 | 1.15
2022-08-27 | 0 | 0 | 0 | 0 | 0 | 0 | 0 | 0 | 0 | 0 | 0 | 0 | 0 | 0 | 0 | 0 | 0 | 0 | 0 | 0 | 0 | 0 | 0 | 0 | 0 | 0 | 0 | 0 | 0 | 0.05 | 0.2 | 0.6 | 1.1
2022-08-28 | 0 | 0 | 0 | 0 | 0 | 0 | 0 | 0 | 0 | 0 | 0 | 0 | 0 | 0 | 0 | 0 | 0 | 0 | 0 | 0 | 0 | 0 | 0 | 0.05 | 0.05 | 0.15 | 0.25 | 0.4 | 0.5 | 0.8 | 1.15 | 1.55 | 2.05
2022-08-29 | 0 | 0 | 0 | 0 | 0 | 0 | 0 | 0 | 0 | 0 | 0 | 0 | 0 | 0 | 0 | 0 | 0 | 0 | 0 | 0 | 0 | 0 | 0 | 0 | 0 | 0 | 0.1 | 0.25 | 0.5 | 0.75 | 1.05 | 1.4 | 1.75
2022-08-30 | 0 | 0 | 0 | 0 | 0 | 0 | 0 | 0 | 0 | 0 | 0 | 0 | 0 | 0 | 0 | 0 | 0 | 0 | 0 | 0 | 0 | 0 | 0 | 0 | 0 | 0 | 0 | 0 | 0 | 0 | 0 | 0 | 0
2022-08-31 | 0 | 0 | 0 | 0 | 0 | 0 | 0 | 0 | 0 | 0 | 0 | 0 | 0 | 0 | 0 | 0 | 0 | 0 | 0 | 0 | 0 | 0 | 0 | 0 | 0.05 | 0.1 | 0.15 | 0.2 | 0.3 | 0.35 | 0.45 | 0.55 | 0.7
2022-09-01 | 0 | 0 | 0 | 0 | 0 | 0 | 0 | 0 | 0 | 0 | 0 | 0 | 0 | 0 | 0 | 0 | 0 | 0 | 0 | 0 | 0.05 | 0.15 | 0.25 | 0.4 | 0.6 | 0.8 | 1 | 1.25 | 1.55 | 1.85 | 2.3 | 2.7 | 3.2
2022-09-02 | 0 | 0 | 0 | 0 | 0 | 0 | 0 | 0 | 0 | 0.05 | 0.1 | 0.15 | 0.25 | 0.3 | 0.4 | 0.55 | 0.65 | 0.8 | 0.95 | 1.15 | 1.4 | 1.65 | 1.95 | 2.3 | 2.7 | 3.15 | 3.75 | 4.35 | 5 | 5.8 | 6.65 | 7.45 | 8.35
2022-09-03 | 0 | 0 | 0 | 0 | 0 | 0 | 0 | 0 | 0 | 0 | 0 | 0 | 0 | 0 | 0.1 | 0.2 | 0.3 | 0.45 | 0.6 | 0.8 | 0.95 | 1.1 | 1.4 | 1.7 | 2.05 | 2.4 | 2.8 | 3.15 | 3.6 | 4.1 | 4.65 | 5.2 | 5.8
2022-09-04 | 0 | 0 | 0 | 0 | 0 | 0 | 0 | 0 | 0 | 0 | 0 | 0 | 0 | 0 | 0 | 0 | 0 | 0 | 0 | 0 | 0 | 0 | 0 | 0.05 | 0.15 | 0.3 | 0.5 | 0.8 | 1.1 | 1.45 | 1.75 | 2.1 | 2.5
2022-09-05 | 0 | 0 | 0 | 0 | 0 | 0 | 0 | 0 | 0 | 0 | 0 | 0 | 0 | 0 | 0 | 0 | 0 | 0 | 0 | 0 | 0 | 0 | 0 | 0 | 0 | 0.05 | 0.25 | 0.65 | 1.15 | 1.7 | 2.3 | 3 | 3.8
2022-09-06 | 0 | 0 | 0 | 0 | 0 | 0 | 0 | 0 | 0 | 0 | 0 | 0 | 0 | 0 | 0 | 0 | 0 | 0 | 0 | 0 | 0 | 0 | 0 | 0.05 | 0.25 | 0.75 | 1.6 | 2.6 | 3.6 | 4.6 | 5.6 | 6.6 | 7.6
2022-09-07 | 0 | 0 | 0 | 0 | 0 | 0 | 0 | 0 | 0 | 0 | 0 | 0 | 0 | 0 | 0 | 0 | 0 | 0 | 0 | 0.05 | 0.1 | 0.25 | 0.35 | 0.6 | 1 | 1.5 | 2.05 | 2.6 | 3.25 | 3.9 | 4.6 | 5.4 | 6.2
2022-09-08 | 0 | 0 | 0 | 0 | 0 | 0 | 0 | 0 | 0 | 0 | 0 | 0 | 0 | 0.1 | 0.15 | 0.3 | 0.45 | 0.65 | 0.8 | 1.05 | 1.25 | 1.55 | 1.9 | 2.25 | 2.7 | 3.25 | 3.8 | 4.4 | 5 | 5.7 | 6.35 | 7.1 | 7.95
2022-09-09 | 0 | 0 | 0 | 0 | 0 | 0 | 0 | 0 | 0 | 0 | 0 | 0 | 0.1 | 0.2 | 0.35 | 0.5 | 0.7 | 0.85 | 1 | 1.2 | 1.35 | 1.6 | 1.9 | 2.25 | 2.7 | 3.1 | 3.55 | 4.05 | 4.55 | 5.05 | 5.6 | 6.2 | 6.9
2022-09-10 | 0 | 0 | 0 | 0 | 0 | 0 | 0 | 0 | 0 | 0 | 0 | 0 | 0 | 0 | 0 | 0 | 0 | 0 | 0.05 | 0.1 | 0.2 | 0.3 | 0.45 | 0.6 | 0.75 | 0.95 | 1.15 | 1.4 | 1.6 | 1.95 | 2.3 | 2.7 | 3.15
2022-09-11 | 0 | 0 | 0 | 0 | 0 | 0 | 0 | 0 | 0 | 0 | 0 | 0 | 0 | 0 | 0 | 0 | 0 | 0 | 0 | 0 | 0 | 0 | 0 | 0 | 0.05 | 0.2 | 0.35 | 0.5 | 0.7 | 0.85 | 1.1 | 1.35 | 1.7
2022-09-12 | 0 | 0 | 0 | 0 | 0 | 0 | 0 | 0 | 0 | 0 | 0 | 0 | 0 | 0 | 0 | 0 | 0 | 0 | 0 | 0 | 0 | 0 | 0 | 0 | 0 | 0 | 0 | 0 | 0.15 | 0.4 | 0.7 | 1.1 | 1.5
2022-09-13 | 0 | 0 | 0 | 0 | 0 | 0 | 0 | 0 | 0 | 0 | 0 | 0 | 0 | 0 | 0 | 0 | 0 | 0 | 0 | 0 | 0 | 0 | 0 | 0 | 0 | 0 | 0 | 0 | 0 | 0.15 | 0.45 | 0.95 | 1.5
2022-09-14 | 0 | 0 | 0 | 0 | 0 | 0 | 0 | 0 | 0 | 0 | 0 | 0 | 0 | 0 | 0 | 0 | 0 | 0 | 0 | 0 | 0 | 0.05 | 0.1 | 0.2 | 0.3 | 0.5 | 0.7 | 1 | 1.35 | 1.75 | 2.2 | 2.65 | 3.15
2022-09-15 | 0 | 0 | 0 | 0 | 0 | 0 | 0 | 0 | 0 | 0 | 0 | 0.05 | 0.05 | 0.1 | 0.1 | 0.15 | 0.25 | 0.3 | 0.4 | 0.5 | 0.65 | 0.8 | 1.1 | 1.4 | 1.8 | 2.25 | 2.8 | 3.35 | 4 | 4.75 | 5.6 | 6.45 | 7.4
2022-09-16 | 0 | 0 | 0 | 0 | 0 | 0.05 | 0.15 | 0.25 | 0.4 | 0.55 | 0.75 | 0.95 | 1.15 | 1.35 | 1.6 | 1.85 | 2.05 | 2.3 | 2.65 | 3.1 | 3.5 | 4 | 4.4 | 4.95 | 5.45 | 6.05 | 6.7 | 7.35 | 8.05 | 8.8 | 9.6 | 10.4 | 11.25
2022-09-17 | 0 | 0 | 0.05 | 0.05 | 0.1 | 0.2 | 0.25 | 0.4 | 0.5 | 0.65 | 0.85 | 1 | 1.15 | 1.35 | 1.5 | 1.75 | 2 | 2.25 | 2.55 | 2.9 | 3.25 | 3.6 | 4.05 | 4.5 | 5.15 | 5.85 | 6.65 | 7.55 | 8.4 | 9.3 | 10.25 | 11.25 | 12.25
2022-09-18 | 0 | 0 | 0 | 0 | 0 | 0 | 0 | 0 | 0 | 0 | 0 | 0 | 0 | 0 | 0 | 0 | 0 | 0 | 0 | 0 | 0.1 | 0.15 | 0.25 | 0.5 | 0.75 | 1.05 | 1.35 | 1.7 | 2.05 | 2.4 | 2.8 | 3.2 | 3.6
2022-09-19 | 0 | 0 | 0 | 0 | 0 | 0 | 0 | 0 | 0 | 0 | 0 | 0 | 0 | 0 | 0 | 0 | 0 | 0 | 0 | 0 | 0 | 0.05 | 0.25 | 0.55 | 0.95 | 1.6 | 2.35 | 3.25 | 4.15 | 5.05 | 6 | 6.9 | 7.85
2022-09-20 | 0 | 0 | 0 | 0 | 0 | 0 | 0 | 0 | 0 | 0 | 0 | 0 | 0 | 0 | 0 | 0 | 0 | 0 | 0 | 0 | 0.2 | 0.55 | 1.1 | 1.9 | 2.8 | 3.7 | 4.7 | 5.7 | 6.7 | 7.7 | 8.7 | 9.7 | 10.7
2022-09-21 | 0 | 0 | 0 | 0 | 0 | 0 | 0 | 0 | 0 | 0 | 0 | 0 | 0 | 0 | 0 | 0 | 0 | 0 | 0.1 | 0.25 | 0.6 | 0.95 | 1.3 | 1.75 | 2.3 | 2.9 | 3.65 | 4.5 | 5.4 | 6.25 | 7.2 | 8.2 | 9.2
2022-09-22 | 0 | 0 | 0 | 0 | 0 | 0 | 0 | 0 | 0 | 0 | 0 | 0 | 0 | 0 | 0 | 0 | 0 | 0 | 0.05 | 0.15 | 0.3 | 0.5 | 0.75 | 1.1 | 1.5 | 2 | 2.5 | 3.05 | 3.7 | 4.4 | 5.3 | 6.25 | 7.25
2022-09-23 | 0 | 0 | 0 | 0 | 0 | 0 | 0 | 0 | 0 | 0 | 0.05 | 0.2 | 0.5 | 0.9 | 1.4 | 2 | 2.7 | 3.45 | 4.25 | 5.1 | 6 | 6.85 | 7.85 | 8.85 | 9.85 | 10.85 | 11.85 | 12.85 | 13.85 | 14.85 | 15.85 | 16.85 | 17.85
2022-09-24 | 0 | 0 | 0 | 0 | 0 | 0 | 0 | 0 | 0.1 | 0.2 | 0.35 | 0.7 | 1.05 | 1.45 | 1.85 | 2.25 | 2.7 | 3.2 | 3.7 | 4.25 | 4.8 | 5.45 | 6 | 6.65 | 7.3 | 8.05 | 8.75 | 9.55 | 10.35 | 11.25 | 12.25 | 13.25 | 14.25
2022-09-25 | 0 | 0 | 0 | 0 | 0 | 0 | 0.05 | 0.15 | 0.3 | 0.45 | 0.6 | 0.75 | 0.9 | 1.1 | 1.35 | 1.55 | 1.85 | 2.1 | 2.45 | 2.85 | 3.25 | 3.6 | 4 | 4.45 | 4.9 | 5.35 | 5.95 | 6.75 | 7.6 | 8.55 | 9.5 | 10.5 | 11.5
2022-09-26 | 0 | 0 | 0 | 0 | 0 | 0 | 0 | 0 | 0 | 0 | 0 | 0 | 0 | 0 | 0 | 0 | 0 | 0 | 0 | 0.05 | 0.15 | 0.35 | 0.6 | 0.95 | 1.4 | 1.9 | 2.4 | 2.95 | 3.55 | 4.25 | 5.05 | 5.8 | 6.6
2022-09-27 | 0 | 0 | 0 | 0 | 0 | 0 | 0 | 0 | 0 | 0 | 0 | 0 | 0 | 0 | 0 | 0.05 | 0.15 | 0.2 | 0.35 | 0.5 | 0.75 | 1.05 | 1.45 | 1.95 | 2.5 | 3.1 | 3.65 | 4.3 | 5 | 5.7 | 6.45 | 7.15 | 8
2022-09-28 | 0 | 0 | 0 | 0 | 0 | 0 | 0 | 0 | 0 | 0 | 0 | 0.05 | 0.1 | 0.2 | 0.3 | 0.45 | 0.6 | 0.8 | 1.05 | 1.45 | 1.85 | 2.3 | 2.8 | 3.3 | 3.9 | 4.45 | 5.1 | 5.75 | 6.5 | 7.25 | 8.2 | 9.15 | 10.15
2022-09-29 | 0 | 0 | 0 | 0 | 0 | 0 | 0 | 0.05 | 0.1 | 0.15 | 0.25 | 0.35 | 0.45 | 0.65 | 0.85 | 1.15 | 1.45 | 1.85 | 2.35 | 2.9 | 3.5 | 4.2 | 4.95 | 5.75 | 6.55 | 7.5 | 8.45 | 9.45 | 10.45 | 11.45 | 12.45 | 13.45 | 14.45
2022-09-30 | 0 | 0 | 0 | 0 | 0.1 | 0.2 | 0.3 | 0.45 | 0.65 | 0.85 | 1.1 | 1.45 | 1.75 | 2.15 | 2.65 | 3.15 | 3.7 | 4.3 | 5.05 | 5.8 | 6.65 | 7.55 | 8.45 | 9.45 | 10.45 | 11.45 | 12.45 | 13.45 | 14.45 | 15.45 | 16.45 | 17.45 | 18.45
2022-10-01 | 0 | 0 | 0 | 0 | 0 | 0 | 0 | 0.1 | 0.25 | 0.4 | 0.55 | 0.75 | 0.95 | 1.2 | 1.45 | 1.85 | 2.4 | 3 | 3.75 | 4.7 | 5.7 | 6.7 | 7.7 | 8.7 | 9.7 | 10.7 | 11.7 | 12.7 | 13.7 | 14.7 | 15.7 | 16.7 | 17.7
2022-10-02 | 0 | 0 | 0 | 0 | 0 | 0 | 0 | 0 | 0.1 | 0.2 | 0.3 | 0.4 | 0.55 | 0.7 | 0.9 | 1.2 | 1.85 | 2.6 | 3.5 | 4.4 | 5.4 | 6.4 | 7.4 | 8.4 | 9.4 | 10.4 | 11.4 | 12.4 | 13.4 | 14.4 | 15.4 | 16.4 | 17.4
2022-10-03 | 0 | 0 | 0 | 0 | 0 | 0 | 0 | 0.1 | 0.25 | 0.5 | 0.75 | 1.05 | 1.35 | 1.7 | 2.1 | 2.85 | 3.75 | 4.75 | 5.75 | 6.75 | 7.75 | 8.75 | 9.75 | 10.75 | 11.75 | 12.75 | 13.75 | 14.75 | 15.75 | 16.75 | 17.75 | 18.75 | 19.75
2022-10-04 | 0 | 0 | 0 | 0 | 0 | 0 | 0 | 0 | 0 | 0.05 | 0.2 | 0.35 | 0.55 | 0.75 | 0.95 | 1.25 | 1.8 | 2.6 | 3.45 | 4.45 | 5.45 | 6.45 | 7.45 | 8.45 | 9.45 | 10.45 | 11.45 | 12.45 | 13.45 | 14.45 | 15.45 | 16.45 | 17.45
2022-10-05 | 0 | 0 | 0 | 0 | 0 | 0 | 0 | 0 | 0 | 0 | 0 | 0 | 0 | 0 | 0 | 0.05 | 0.3 | 0.7 | 1.2 | 1.8 | 2.75 | 3.75 | 4.75 | 5.75 | 6.75 | 7.75 | 8.75 | 9.75 | 10.75 | 11.75 | 12.75 | 13.75 | 14.75
2022-10-06 | 0 | 0 | 0 | 0 | 0 | 0 | 0 | 0 | 0 | 0 | 0 | 0 | 0 | 0 | 0 | 0.05 | 0.1 | 0.15 | 0.2 | 0.35 | 0.55 | 0.95 | 1.45 | 2 | 2.6 | 3.3 | 3.9 | 4.65 | 5.4 | 6.2 | 7.1 | 8 | 8.85
2022-10-07 | 0 | 0 | 0 | 0 | 0 | 0 | 0 | 0 | 0 | 0 | 0 | 0 | 0 | 0.05 | 0.2 | 0.35 | 0.55 | 0.7 | 0.9 | 1.05 | 1.4 | 1.8 | 2.2 | 2.6 | 3.05 | 3.55 | 4.1 | 4.65 | 5.2 | 5.8 | 6.45 | 7.1 | 7.8
2022-10-08 | 0 | 0 | 0.05 | 0.05 | 0.1 | 0.15 | 0.2 | 0.25 | 0.35 | 0.5 | 0.75 | 0.95 | 1.3 | 1.7 | 2.15 | 2.7 | 3.3 | 4 | 4.75 | 5.5 | 6.35 | 7.25 | 8.25 | 9.25 | 10.25 | 11.25 | 12.25 | 13.25 | 14.25 | 15.25 | 16.25 | 17.25 | 18.25
2022-10-09 | 0.3 | 0.45 | 0.6 | 0.8 | 0.95 | 1.15 | 1.4 | 1.75 | 2.15 | 2.55 | 3 | 3.5 | 4 | 4.5 | 5 | 5.5 | 6.1 | 6.65 | 7.25 | 7.95 | 8.7 | 9.45 | 10.3 | 11.25 | 12.25 | 13.25 | 14.25 | 15.25 | 16.25 | 17.25 | 18.25 | 19.25 | 20.25
2022-10-10 | 0 | 0 | 0.05 | 0.1 | 0.2 | 0.35 | 0.5 | 0.65 | 0.85 | 1.05 | 1.35 | 1.6 | 1.95 | 2.35 | 2.85 | 3.4 | 3.9 | 4.55 | 5.15 | 5.9 | 6.65 | 7.45 | 8.25 | 9.1 | 9.95 | 10.85 | 11.85 | 12.85 | 13.85 | 14.85 | 15.85 | 16.85 | 17.85
2022-10-11 | 0.05 | 0.15 | 0.25 | 0.35 | 0.55 | 0.7 | 0.9 | 1.1 | 1.3 | 1.6 | 1.9 | 2.3 | 2.7 | 3.1 | 3.6 | 4.05 | 4.6 | 5.15 | 5.7 | 6.35 | 7 | 7.65 | 8.4 | 9.15 | 9.95 | 10.8 | 11.7 | 12.7 | 13.7 | 14.7 | 15.7 | 16.7 | 17.7
2022-10-12 | 0 | 0 | 0.05 | 0.15 | 0.25 | 0.4 | 0.55 | 0.7 | 0.9 | 1.05 | 1.25 | 1.4 | 1.6 | 1.85 | 2.05 | 2.35 | 2.65 | 3.05 | 3.45 | 3.9 | 4.35 | 4.85 | 5.4 | 6 | 6.65 | 7.25 | 7.9 | 8.6 | 9.3 | 10 | 10.75 | 11.5 | 12.25
2022-10-13 | 0 | 0 | 0 | 0 | 0 | 0 | 0 | 0 | 0 | 0 | 0 | 0 | 0.05 | 0.1 | 0.2 | 0.3 | 0.4 | 0.55 | 0.7 | 1 | 1.2 | 1.5 | 1.85 | 2.15 | 2.55 | 3.05 | 3.75 | 4.6 | 5.5 | 6.45 | 7.45 | 8.45 | 9.45
2022-10-14 | 0 | 0 | 0 | 0 | 0 | 0 | 0 | 0 | 0 | 0 | 0 | 0 | 0 | 0.05 | 0.05 | 0.1 | 0.1 | 0.2 | 0.25 | 0.35 | 0.5 | 0.6 | 0.8 | 1.1 | 1.45 | 1.9 | 2.4 | 3.15 | 4.05 | 5 | 6 | 7 | 8
2022-10-15 | 0 | 0 | 0 | 0 | 0 | 0 | 0.05 | 0.1 | 0.2 | 0.3 | 0.45 | 0.65 | 0.9 | 1.15 | 1.4 | 1.7 | 2.1 | 2.55 | 3.05 | 3.55 | 4.2 | 4.8 | 5.5 | 6.2 | 6.9 | 7.6 | 8.4 | 9.15 | 9.95 | 10.75 | 11.55 | 12.5 | 13.5
2022-10-16 | 0 | 0 | 0 | 0 | 0.05 | 0.15 | 0.25 | 0.35 | 0.55 | 0.75 | 1 | 1.25 | 1.5 | 1.75 | 2 | 2.4 | 2.8 | 3.3 | 3.8 | 4.4 | 5.1 | 5.75 | 6.45 | 7.2 | 7.95 | 8.75 | 9.5 | 10.35 | 11.3 | 12.25 | 13.25 | 14.25 | 15.25
2022-10-17 | 0 | 0 | 0 | 0 | 0.05 | 0.15 | 0.3 | 0.45 | 0.65 | 0.85 | 1.05 | 1.25 | 1.45 | 1.75 | 2.1 | 2.5 | 2.95 | 3.45 | 4.1 | 4.85 | 5.65 | 6.55 | 7.55 | 8.55 | 9.55 | 10.55 | 11.55 | 12.55 | 13.55 | 14.55 | 15.55 | 16.55 | 17.55
2022-10-18 | 0 | 0 | 0 | 0.05 | 0.05 | 0.1 | 0.15 | 0.2 | 0.3 | 0.4 | 0.45 | 0.55 | 0.65 | 0.75 | 0.9 | 1.05 | 1.2 | 1.35 | 1.65 | 1.95 | 2.3 | 2.75 | 3.35 | 4.05 | 4.8 | 5.6 | 6.5 | 7.4 | 8.35 | 9.35 | 10.35 | 11.35 | 12.35
2022-10-19 | 0.35 | 0.5 | 0.65 | 0.85 | 1.1 | 1.3 | 1.6 | 1.9 | 2.25 | 2.7 | 3.15 | 3.75 | 4.4 | 5.05 | 5.75 | 6.5 | 7.25 | 8.05 | 9 | 10 | 11 | 12 | 13 | 14 | 15 | 16 | 17 | 18 | 19 | 20 | 21 | 22 | 23
2022-10-20 | 0 | 0.1 | 0.2 | 0.4 | 0.55 | 0.8 | 1.1 | 1.45 | 1.85 | 2.25 | 2.75 | 3.35 | 3.9 | 4.55 | 5.3 | 6 | 6.75 | 7.55 | 8.4 | 9.3 | 10.3 | 11.3 | 12.3 | 13.3 | 14.3 | 15.3 | 16.3 | 17.3 | 18.3 | 19.3 | 20.3 | 21.3 | 22.3
2022-10-21 | 0.6 | 0.75 | 0.9 | 1.05 | 1.2 | 1.35 | 1.55 | 1.7 | 1.95 | 2.2 | 2.6 | 3 | 3.4 | 3.9 | 4.4 | 5 | 5.6 | 6.2 | 6.85 | 7.6 | 8.45 | 9.3 | 10.2 | 11.15 | 12.1 | 13.05 | 14.05 | 15.05 | 16.05 | 17.05 | 18.05 | 19.05 | 20.05
2022-10-22 | 0.3 | 0.45 | 0.6 | 0.75 | 0.95 | 1.1 | 1.3 | 1.45 | 1.65 | 1.9 | 2.15 | 2.45 | 2.85 | 3.25 | 3.75 | 4.2 | 4.7 | 5.2 | 5.75 | 6.4 | 7.05 | 7.75 | 8.4 | 9.1 | 9.85 | 10.6 | 11.4 | 12.2 | 13.1 | 14 | 14.95 | 15.95 | 16.95
2022-10-23 | 0 | 0 | 0.05 | 0.15 | 0.25 | 0.35 | 0.5 | 0.7 | 0.9 | 1.1 | 1.3 | 1.5 | 1.75 | 2.05 | 2.5 | 3.05 | 3.65 | 4.4 | 5.2 | 6.05 | 7 | 8 | 9 | 10 | 11 | 12 | 13 | 14 | 15 | 16 | 17 | 18 | 19
2022-10-24 | 0 | 0 | 0 | 0 | 0 | 0 | 0 | 0 | 0 | 0 | 0 | 0 | 0 | 0 | 0.05 | 0.35 | 0.75 | 1.1 | 1.55 | 2.15 | 2.95 | 3.9 | 4.9 | 5.9 | 6.9 | 7.9 | 8.9 | 9.9 | 10.9 | 11.9 | 12.9 | 13.9 | 14.9
2022-10-25 | 0 | 0 | 0 | 0 | 0 | 0 | 0 | 0 | 0 | 0 | 0 | 0 | 0 | 0 | 0 | 0 | 0 | 0 | 0 | 0.15 | 0.5 | 1 | 1.6 | 2.35 | 3.15 | 4.05 | 4.95 | 5.9 | 6.9 | 7.9 | 8.9 | 9.9 | 10.9
2022-10-26 | 0 | 0 | 0 | 0 | 0 | 0 | 0 | 0 | 0 | 0 | 0 | 0 | 0 | 0 | 0 | 0 | 0 | 0 | 0 | 0 | 0 | 0.25 | 0.6 | 1 | 1.65 | 2.3 | 3.1 | 4 | 5 | 6 | 7 | 8 | 9
2022-10-27 | 0 | 0 | 0 | 0 | 0 | 0 | 0 | 0 | 0.05 | 0.05 | 0.1 | 0.15 | 0.25 | 0.4 | 0.55 | 0.7 | 0.9 | 1.05 | 1.3 | 1.55 | 1.85 | 2.2 | 2.55 | 3 | 3.6 | 4.35 | 5.15 | 6.05 | 7 | 8 | 9 | 10 | 11
2022-10-28 | 0.4 | 0.6 | 0.8 | 1 | 1.3 | 1.7 | 2.15 | 2.6 | 3.2 | 3.8 | 4.5 | 5.25 | 6.05 | 7 | 7.95 | 8.9 | 9.9 | 10.9 | 11.9 | 12.9 | 13.9 | 14.9 | 15.9 | 16.9 | 17.9 | 18.9 | 19.9 | 20.9 | 21.9 | 22.9 | 23.9 | 24.9 | 25.9
2022-10-29 | 1.65 | 1.9 | 2.15 | 2.5 | 2.9 | 3.3 | 3.75 | 4.25 | 4.75 | 5.35 | 5.95 | 6.5 | 7.15 | 7.9 | 8.65 | 9.45 | 10.3 | 11.2 | 12.1 | 13 | 13.95 | 14.9 | 15.85 | 16.85 | 17.85 | 18.85 | 19.85 | 20.85 | 21.85 | 22.85 | 23.85 | 24.85 | 25.85
2022-10-30 | 1.5 | 1.7 | 1.95 | 2.2 | 2.55 | 2.95 | 3.35 | 3.85 | 4.3 | 4.8 | 5.35 | 5.9 | 6.5 | 7.05 | 7.7 | 8.35 | 9 | 9.75 | 10.45 | 11.3 | 12.05 | 12.9 | 13.7 | 14.6 | 15.5 | 16.4 | 17.35 | 18.25 | 19.2 | 20.15 | 21.15 | 22.15 | 23.15
2022-10-31 | 0.5 | 0.65 | 0.75 | 0.95 | 1.1 | 1.25 | 1.4 | 1.6 | 1.8 | 2.05 | 2.3 | 2.65 | 3.05 | 3.4 | 3.75 | 4.15 | 4.55 | 4.95 | 5.4 | 5.8 | 6.3 | 6.75 | 7.4 | 8.1 | 8.85 | 9.65 | 10.5 | 11.3 | 12.2 | 13.15 | 14.1 | 15.1 | 16.1
2022-11-01 | 0 | 0 | 0 | 0 | 0 | 0 | 0 | 0 | 0 | 0 | 0 | 0 | 0 | 0 | 0 | 0.05 | 0.1 | 0.1 | 0.2 | 0.4 | 0.7 | 1.15 | 1.75 | 2.3 | 3.05 | 3.9 | 4.9 | 5.9 | 6.9 | 7.9 | 8.9 | 9.9 | 10.9
2022-11-02 | 0 | 0 | 0.05 | 0.05 | 0.1 | 0.15 | 0.2 | 0.3 | 0.4 | 0.55 | 0.7 | 0.9 | 1.1 | 1.35 | 1.65 | 2 | 2.4 | 2.85 | 3.4 | 3.9 | 4.5 | 5.15 | 5.85 | 6.55 | 7.35 | 8.05 | 8.85 | 9.65 | 10.5 | 11.4 | 12.3 | 13.25 | 14.25
2022-11-03 | 0.75 | 0.95 | 1.15 | 1.35 | 1.55 | 1.7 | 1.9 | 2.1 | 2.35 | 2.55 | 2.85 | 3.2 | 3.6 | 4 | 4.45 | 5 | 5.55 | 6.15 | 6.8 | 7.45 | 8.15 | 8.95 | 9.85 | 10.7 | 11.65 | 12.55 | 13.5 | 14.4 | 15.4 | 16.35 | 17.35 | 18.35 | 19.35
2022-11-04 | 0 | 0 | 0 | 0 | 0 | 0 | 0 | 0 | 0 | 0 | 0.1 | 0.3 | 0.45 | 0.75 | 1.1 | 1.45 | 1.85 | 2.25 | 2.65 | 3.05 | 3.5 | 3.95 | 4.45 | 5 | 5.6 | 6.3 | 6.95 | 7.65 | 8.4 | 9.15 | 9.95 | 10.75 | 11.65
2022-11-05 | 0 | 0 | 0 | 0 | 0 | 0 | 0 | 0 | 0 | 0 | 0 | 0 | 0 | 0 | 0 | 0 | 0 | 0.05 | 0.1 | 0.2 | 0.35 | 0.65 | 1 | 1.35 | 1.75 | 2.1 | 2.5 | 3 | 3.55 | 4.1 | 4.75 | 5.4 | 6.05
2022-11-06 | 0 | 0 | 0 | 0 | 0 | 0 | 0 | 0 | 0 | 0 | 0 | 0 | 0 | 0 | 0 | 0 | 0 | 0 | 0 | 0 | 0 | 0 | 0 | 0 | 0 | 0 | 0 | 0 | 0.1 | 0.5 | 1 | 1.65 | 2.3
2022-11-07 | 0 | 0 | 0 | 0 | 0 | 0 | 0 | 0 | 0 | 0 | 0 | 0 | 0 | 0 | 0 | 0.05 | 0.1 | 0.15 | 0.25 | 0.35 | 0.5 | 0.6 | 0.75 | 0.95 | 1.1 | 1.3 | 1.55 | 1.75 | 2.05 | 2.5 | 2.95 | 3.55 | 4.3
2022-11-08 | 0.05 | 0.1 | 0.15 | 0.3 | 0.45 | 0.6 | 0.85 | 1.15 | 1.5 | 1.95 | 2.5 | 3.05 | 3.75 | 4.45 | 5.3 | 6.2 | 7.2 | 8.2 | 9.2 | 10.2 | 11.2 | 12.2 | 13.2 | 14.2 | 15.2 | 16.2 | 17.2 | 18.2 | 19.2 | 20.2 | 21.2 | 22.2 | 23.2
2022-11-09 | 1.7 | 2.1 | 2.45 | 2.85 | 3.3 | 3.85 | 4.4 | 5.05 | 5.8 | 6.65 | 7.55 | 8.45 | 9.4 | 10.35 | 11.35 | 12.35 | 13.35 | 14.35 | 15.35 | 16.35 | 17.35 | 18.35 | 19.35 | 20.35 | 21.35 | 22.35 | 23.35 | 24.35 | 25.35 | 26.35 | 27.35 | 28.35 | 29.35
2022-11-10 | 0 | 0 | 0.05 | 0.1 | 0.15 | 0.3 | 0.5 | 0.75 | 1.05 | 1.35 | 1.7 | 2.05 | 2.35 | 2.75 | 3.05 | 3.45 | 3.85 | 4.3 | 4.75 | 5.25 | 5.85 | 6.5 | 7.15 | 7.85 | 8.55 | 9.35 | 10.15 | 10.95 | 11.85 | 12.75 | 13.75 | 14.75 | 15.75
2022-11-11 | 0 | 0 | 0 | 0 | 0 | 0 | 0 | 0 | 0 | 0 | 0 | 0 | 0 | 0 | 0 | 0 | 0.05 | 0.15 | 0.3 | 0.5 | 0.8 | 1.2 | 1.55 | 1.95 | 2.35 | 2.8 | 3.3 | 3.85 | 4.55 | 5.3 | 6.1 | 6.95 | 7.9
2022-11-12 | 0 | 0 | 0 | 0 | 0 | 0 | 0 | 0 | 0 | 0 | 0 | 0 | 0 | 0 | 0 | 0 | 0.05 | 0.1 | 0.2 | 0.35 | 0.5 | 0.65 | 0.9 | 1.15 | 1.4 | 1.7 | 2 | 2.3 | 2.65 | 3 | 3.4 | 3.9 | 4.55
2022-11-13 | 0 | 0 | 0.05 | 0.1 | 0.2 | 0.25 | 0.4 | 0.6 | 0.8 | 1.05 | 1.3 | 1.6 | 2.1 | 2.7 | 3.5 | 4.35 | 5.3 | 6.25 | 7.25 | 8.25 | 9.25 | 10.25 | 11.25 | 12.25 | 13.25 | 14.25 | 15.25 | 16.25 | 17.25 | 18.25 | 19.25 | 20.25 | 21.25
2022-11-14 | 2.3 | 2.9 | 3.65 | 4.45 | 5.35 | 6.35 | 7.35 | 8.35 | 9.35 | 10.35 | 11.35 | 12.35 | 13.35 | 14.35 | 15.35 | 16.35 | 17.35 | 18.35 | 19.35 | 20.35 | 21.35 | 22.35 | 23.35 | 24.35 | 25.35 | 26.35 | 27.35 | 28.35 | 29.35 | 30.35 | 31.35 | 32.35 | 33.35
2022-11-15 | 4.2 | 4.8 | 5.5 | 6.35 | 7.25 | 8.25 | 9.25 | 10.25 | 11.25 | 12.25 | 13.25 | 14.25 | 15.25 | 16.25 | 17.25 | 18.25 | 19.25 | 20.25 | 21.25 | 22.25 | 23.25 | 24.25 | 25.25 | 26.25 | 27.25 | 28.25 | 29.25 | 30.25 | 31.25 | 32.25 | 33.25 | 34.25 | 35.25
2022-11-16 | 0.45 | 0.6 | 0.85 | 1.2 | 1.55 | 2 | 2.55 | 3.15 | 3.8 | 4.45 | 5.2 | 5.9 | 6.7 | 7.5 | 8.3 | 9.15 | 10.05 | 10.95 | 11.95 | 12.95 | 13.95 | 14.95 | 15.95 | 16.95 | 17.95 | 18.95 | 19.95 | 20.95 | 21.95 | 22.95 | 23.95 | 24.95 | 25.95
2022-11-17 | 0.75 | 1.2 | 1.8 | 2.5 | 3.15 | 3.95 | 4.8 | 5.75 | 6.75 | 7.75 | 8.75 | 9.75 | 10.75 | 11.75 | 12.75 | 13.75 | 14.75 | 15.75 | 16.75 | 17.75 | 18.75 | 19.75 | 20.75 | 21.75 | 22.75 | 23.75 | 24.75 | 25.75 | 26.75 | 27.75 | 28.75 | 29.75 | 30.75
2022-11-18 | 2.85 | 3.5 | 4.2 | 4.9 | 5.7 | 6.55 | 7.45 | 8.45 | 9.45 | 10.45 | 11.45 | 12.45 | 13.45 | 14.45 | 15.45 | 16.45 | 17.45 | 18.45 | 19.45 | 20.45 | 21.45 | 22.45 | 23.45 | 24.45 | 25.45 | 26.45 | 27.45 | 28.45 | 29.45 | 30.45 | 31.45 | 32.45 | 33.45
2022-11-19 | 4.2 | 4.9 | 5.7 | 6.5 | 7.4 | 8.35 | 9.35 | 10.35 | 11.35 | 12.35 | 13.35 | 14.35 | 15.35 | 16.35 | 17.35 | 18.35 | 19.35 | 20.35 | 21.35 | 22.35 | 23.35 | 24.35 | 25.35 | 26.35 | 27.35 | 28.35 | 29.35 | 30.35 | 31.35 | 32.35 | 33.35 | 34.35 | 35.35
2022-11-20 | 6.05 | 7.05 | 8.05 | 9.05 | 10.05 | 11.05 | 12.05 | 13.05 | 14.05 | 15.05 | 16.05 | 17.05 | 18.05 | 19.05 | 20.05 | 21.05 | 22.05 | 23.05 | 24.05 | 25.05 | 26.05 | 27.05 | 28.05 | 29.05 | 30.05 | 31.05 | 32.05 | 33.05 | 34.05 | 35.05 | 36.05 | 37.05 | 38.05
2022-11-21 | 6.6 | 7.6 | 8.6 | 9.6 | 10.6 | 11.6 | 12.6 | 13.6 | 14.6 | 15.6 | 16.6 | 17.6 | 18.6 | 19.6 | 20.6 | 21.6 | 22.6 | 23.6 | 24.6 | 25.6 | 26.6 | 27.6 | 28.6 | 29.6 | 30.6 | 31.6 | 32.6 | 33.6 | 34.6 | 35.6 | 36.6 | 37.6 | 38.6
2022-11-22 | 1.9 | 2.4 | 2.95 | 3.6 | 4.25 | 4.95 | 5.65 | 6.45 | 7.25 | 8.15 | 9.1 | 10.1 | 11.1 | 12.1 | 13.1 | 14.1 | 15.1 | 16.1 | 17.1 | 18.1 | 19.1 | 20.1 | 21.1 | 22.1 | 23.1 | 24.1 | 25.1 | 26.1 | 27.1 | 28.1 | 29.1 | 30.1 | 31.1
2022-11-23 | 2.45 | 2.85 | 3.3 | 3.75 | 4.25 | 4.8 | 5.45 | 6.05 | 6.75 | 7.5 | 8.25 | 9.1 | 10.05 | 11.05 | 12.05 | 13.05 | 14.05 | 15.05 | 16.05 | 17.05 | 18.05 | 19.05 | 20.05 | 21.05 | 22.05 | 23.05 | 24.05 | 25.05 | 26.05 | 27.05 | 28.05 | 29.05 | 30.05
2022-11-24 | 3.85 | 4.35 | 4.9 | 5.55 | 6.25 | 7.05 | 7.85 | 8.7 | 9.65 | 10.6 | 11.6 | 12.6 | 13.6 | 14.6 | 15.6 | 16.6 | 17.6 | 18.6 | 19.6 | 20.6 | 21.6 | 22.6 | 23.6 | 24.6 | 25.6 | 26.6 | 27.6 | 28.6 | 29.6 | 30.6 | 31.6 | 32.6 | 33.6
2022-11-25 | 0.05 | 0.1 | 0.15 | 0.2 | 0.3 | 0.55 | 0.9 | 1.3 | 1.75 | 2.3 | 2.95 | 3.6 | 4.35 | 5.35 | 6.35 | 7.35 | 8.35 | 9.35 | 10.35 | 11.35 | 12.35 | 13.35 | 14.35 | 15.35 | 16.35 | 17.35 | 18.35 | 19.35 | 20.35 | 21.35 | 22.35 | 23.35 | 24.35
2022-11-26 | 0.05 | 0.15 | 0.35 | 0.55 | 0.9 | 1.3 | 1.75 | 2.15 | 2.7 | 3.35 | 4.1 | 4.9 | 5.7 | 6.6 | 7.5 | 8.5 | 9.5 | 10.5 | 11.5 | 12.5 | 13.5 | 14.5 | 15.5 | 16.5 | 17.5 | 18.5 | 19.5 | 20.5 | 21.5 | 22.5 | 23.5 | 24.5 | 25.5
2022-11-27 | 0 | 0 | 0 | 0.05 | 0.15 | 0.3 | 0.5 | 0.75 | 1.1 | 1.45 | 1.95 | 2.45 | 3 | 3.65 | 4.35 | 5.15 | 6.05 | 7 | 7.95 | 8.95 | 9.95 | 10.95 | 11.95 | 12.95 | 13.95 | 14.95 | 15.95 | 16.95 | 17.95 | 18.95 | 19.95 | 20.95 | 21.95
2022-11-28 | 0.2 | 0.3 | 0.4 | 0.55 | 0.75 | 1 | 1.25 | 1.55 | 1.85 | 2.2 | 2.55 | 2.9 | 3.3 | 3.85 | 4.65 | 5.6 | 6.55 | 7.5 | 8.5 | 9.5 | 10.5 | 11.5 | 12.5 | 13.5 | 14.5 | 15.5 | 16.5 | 17.5 | 18.5 | 19.5 | 20.5 | 21.5 | 22.5
2022-11-29 | 3.4 | 4.05 | 4.8 | 5.6 | 6.6 | 7.6 | 8.6 | 9.6 | 10.6 | 11.6 | 12.6 | 13.6 | 14.6 | 15.6 | 16.6 | 17.6 | 18.6 | 19.6 | 20.6 | 21.6 | 22.6 | 23.6 | 24.6 | 25.6 | 26.6 | 27.6 | 28.6 | 29.6 | 30.6 | 31.6 | 32.6 | 33.6 | 34.6
2022-11-30 | 0.85 | 1.05 | 1.3 | 1.5 | 1.75 | 2.1 | 2.45 | 2.9 | 3.35 | 3.9 | 4.45 | 5.05 | 5.7 | 6.35 | 7 | 7.7 | 8.4 | 9.1 | 9.85 | 10.65 | 11.6 | 12.6 | 13.6 | 14.6 | 15.6 | 16.6 | 17.6 | 18.6 | 19.6 | 20.6 | 21.6 | 22.6 | 23.6
2022-12-01 | 1.05 | 1.6 | 2.25 | 3 | 3.9 | 4.9 | 5.9 | 6.9 | 7.9 | 8.9 | 9.9 | 10.9 | 11.9 | 12.9 | 13.9 | 14.9 | 15.9 | 16.9 | 17.9 | 18.9 | 19.9 | 20.9 | 21.9 | 22.9 | 23.9 | 24.9 | 25.9 | 26.9 | 27.9 | 28.9 | 29.9 | 30.9 | 31.9
2022-12-02 | 2.35 | 2.8 | 3.45 | 4.2 | 5 | 5.8 | 6.7 | 7.7 | 8.7 | 9.7 | 10.7 | 11.7 | 12.7 | 13.7 | 14.7 | 15.7 | 16.7 | 17.7 | 18.7 | 19.7 | 20.7 | 21.7 | 22.7 | 23.7 | 24.7 | 25.7 | 26.7 | 27.7 | 28.7 | 29.7 | 30.7 | 31.7 | 32.7
2022-12-03 | 0 | 0.05 | 0.2 | 0.4 | 0.7 | 0.95 | 1.35 | 1.65 | 2.05 | 2.5 | 2.9 | 3.35 | 3.85 | 4.35 | 4.85 | 5.35 | 5.9 | 6.45 | 7 | 7.9 | 8.8 | 9.8 | 10.8 | 11.8 | 12.8 | 13.8 | 14.8 | 15.8 | 16.8 | 17.8 | 18.8 | 19.8 | 20.8
2022-12-04 | 2.25 | 2.8 | 3.45 | 4.25 | 5.25 | 6.25 | 7.25 | 8.25 | 9.25 | 10.25 | 11.25 | 12.25 | 13.25 | 14.25 | 15.25 | 16.25 | 17.25 | 18.25 | 19.25 | 20.25 | 21.25 | 22.25 | 23.25 | 24.25 | 25.25 | 26.25 | 27.25 | 28.25 | 29.25 | 30.25 | 31.25 | 32.25 | 33.25
2022-12-05 | 4.5 | 5 | 5.55 | 6.15 | 6.85 | 7.55 | 8.3 | 9.1 | 9.9 | 10.8 | 11.75 | 12.75 | 13.75 | 14.75 | 15.75 | 16.75 | 17.75 | 18.75 | 19.75 | 20.75 | 21.75 | 22.75 | 23.75 | 24.75 | 25.75 | 26.75 | 27.75 | 28.75 | 29.75 | 30.75 | 31.75 | 32.75 | 33.75
2022-12-06 | 1.4 | 1.6 | 1.8 | 2.05 | 2.3 | 2.7 | 3.05 | 3.45 | 3.9 | 4.3 | 4.7 | 5.25 | 5.9 | 6.6 | 7.45 | 8.35 | 9.25 | 10.2 | 11.2 | 12.2 | 13.2 | 14.2 | 15.2 | 16.2 | 17.2 | 18.2 | 19.2 | 20.2 | 21.2 | 22.2 | 23.2 | 24.2 | 25.2
2022-12-07 | 0 | 0 | 0 | 0 | 0 | 0 | 0 | 0 | 0 | 0 | 0.05 | 0.15 | 0.3 | 0.65 | 1 | 1.4 | 1.85 | 2.35 | 2.95 | 3.65 | 4.45 | 5.45 | 6.45 | 7.45 | 8.45 | 9.45 | 10.45 | 11.45 | 12.45 | 13.45 | 14.45 | 15.45 | 16.45
2022-12-08 | 0.4 | 0.55 | 0.8 | 1 | 1.25 | 1.55 | 1.85 | 2.15 | 2.5 | 2.85 | 3.3 | 3.8 | 4.4 | 5.15 | 6 | 6.9 | 7.8 | 8.75 | 9.75 | 10.7 | 11.7 | 12.7 | 13.7 | 14.7 | 15.7 | 16.7 | 17.7 | 18.7 | 19.7 | 20.7 | 21.7 | 22.7 | 23.7
2022-12-09 | 3.05 | 3.7 | 4.4 | 5.15 | 5.9 | 6.7 | 7.5 | 8.4 | 9.3 | 10.3 | 11.3 | 12.3 | 13.3 | 14.3 | 15.3 | 16.3 | 17.3 | 18.3 | 19.3 | 20.3 | 21.3 | 22.3 | 23.3 | 24.3 | 25.3 | 26.3 | 27.3 | 28.3 | 29.3 | 30.3 | 31.3 | 32.3 | 33.3
2022-12-10 | 7.2 | 8.2 | 9.2 | 10.2 | 11.2 | 12.2 | 13.2 | 14.2 | 15.2 | 16.2 | 17.2 | 18.2 | 19.2 | 20.2 | 21.2 | 22.2 | 23.2 | 24.2 | 25.2 | 26.2 | 27.2 | 28.2 | 29.2 | 30.2 | 31.2 | 32.2 | 33.2 | 34.2 | 35.2 | 36.2 | 37.2 | 38.2 | 39.2
2022-12-11 | 11.3 | 12.3 | 13.3 | 14.3 | 15.3 | 16.3 | 17.3 | 18.3 | 19.3 | 20.3 | 21.3 | 22.3 | 23.3 | 24.3 | 25.3 | 26.3 | 27.3 | 28.3 | 29.3 | 30.3 | 31.3 | 32.3 | 33.3 | 34.3 | 35.3 | 36.3 | 37.3 | 38.3 | 39.3 | 40.3 | 41.3 | 42.3 | 43.3
2022-12-12 | 11.55 | 12.55 | 13.55 | 14.55 | 15.55 | 16.55 | 17.55 | 18.55 | 19.55 | 20.55 | 21.55 | 22.55 | 23.55 | 24.55 | 25.55 | 26.55 | 27.55 | 28.55 | 29.55 | 30.55 | 31.55 | 32.55 | 33.55 | 34.55 | 35.55 | 36.55 | 37.55 | 38.55 | 39.55 | 40.55 | 41.55 | 42.55 | 43.55
2022-12-13 | 7.4 | 8.25 | 9.25 | 10.25 | 11.25 | 12.25 | 13.25 | 14.25 | 15.25 | 16.25 | 17.25 | 18.25 | 19.25 | 20.25 | 21.25 | 22.25 | 23.25 | 24.25 | 25.25 | 26.25 | 27.25 | 28.25 | 29.25 | 30.25 | 31.25 | 32.25 | 33.25 | 34.25 | 35.25 | 36.25 | 37.25 | 38.25 | 39.25
2022-12-14 | 8.35 | 9.35 | 10.35 | 11.35 | 12.35 | 13.35 | 14.35 | 15.35 | 16.35 | 17.35 | 18.35 | 19.35 | 20.35 | 21.35 | 22.35 | 23.35 | 24.35 | 25.35 | 26.35 | 27.35 | 28.35 | 29.35 | 30.35 | 31.35 | 32.35 | 33.35 | 34.35 | 35.35 | 36.35 | 37.35 | 38.35 | 39.35 | 40.35
2022-12-15 | 2.25 | 2.75 | 3.35 | 4 | 4.8 | 5.8 | 6.8 | 7.8 | 8.8 | 9.8 | 10.8 | 11.8 | 12.8 | 13.8 | 14.8 | 15.8 | 16.8 | 17.8 | 18.8 | 19.8 | 20.8 | 21.8 | 22.8 | 23.8 | 24.8 | 25.8 | 26.8 | 27.8 | 28.8 | 29.8 | 30.8 | 31.8 | 32.8
2022-12-16 | 0.05 | 0.1 | 0.15 | 0.2 | 0.5 | 1.1 | 2.05 | 3.05 | 4.05 | 5.05 | 6.05 | 7.05 | 8.05 | 9.05 | 10.05 | 11.05 | 12.05 | 13.05 | 14.05 | 15.05 | 16.05 | 17.05 | 18.05 | 19.05 | 20.05 | 21.05 | 22.05 | 23.05 | 24.05 | 25.05 | 26.05 | 27.05 | 28.05
2022-12-17 | 1.35 | 2 | 2.75 | 3.6 | 4.5 | 5.5 | 6.5 | 7.5 | 8.5 | 9.5 | 10.5 | 11.5 | 12.5 | 13.5 | 14.5 | 15.5 | 16.5 | 17.5 | 18.5 | 19.5 | 20.5 | 21.5 | 22.5 | 23.5 | 24.5 | 25.5 | 26.5 | 27.5 | 28.5 | 29.5 | 30.5 | 31.5 | 32.5
2022-12-18 | 3.65 | 4.55 | 5.55 | 6.55 | 7.55 | 8.55 | 9.55 | 10.55 | 11.55 | 12.55 | 13.55 | 14.55 | 15.55 | 16.55 | 17.55 | 18.55 | 19.55 | 20.55 | 21.55 | 22.55 | 23.55 | 24.55 | 25.55 | 26.55 | 27.55 | 28.55 | 29.55 | 30.55 | 31.55 | 32.55 | 33.55 | 34.55 | 35.55
2022-12-19 | 4.8 | 5.6 | 6.5 | 7.45 | 8.45 | 9.45 | 10.45 | 11.45 | 12.45 | 13.45 | 14.45 | 15.45 | 16.45 | 17.45 | 18.45 | 19.45 | 20.45 | 21.45 | 22.45 | 23.45 | 24.45 | 25.45 | 26.45 | 27.45 | 28.45 | 29.45 | 30.45 | 31.45 | 32.45 | 33.45 | 34.45 | 35.45 | 36.45
2022-12-20 | 6 | 6.9 | 7.9 | 8.9 | 9.9 | 10.9 | 11.9 | 12.9 | 13.9 | 14.9 | 15.9 | 16.9 | 17.9 | 18.9 | 19.9 | 20.9 | 21.9 | 22.9 | 23.9 | 24.9 | 25.9 | 26.9 | 27.9 | 28.9 | 29.9 | 30.9 | 31.9 | 32.9 | 33.9 | 34.9 | 35.9 | 36.9 | 37.9
2022-12-21 | 8.5 | 9.5 | 10.5 | 11.5 | 12.5 | 13.5 | 14.5 | 15.5 | 16.5 | 17.5 | 18.5 | 19.5 | 20.5 | 21.5 | 22.5 | 23.5 | 24.5 | 25.5 | 26.5 | 27.5 | 28.5 | 29.5 | 30.5 | 31.5 | 32.5 | 33.5 | 34.5 | 35.5 | 36.5 | 37.5 | 38.5 | 39.5 | 40.5
2022-12-22 | 4.9 | 5.35 | 5.9 | 6.45 | 7.2 | 8.05 | 8.95 | 9.95 | 10.95 | 11.95 | 12.95 | 13.95 | 14.95 | 15.95 | 16.95 | 17.95 | 18.95 | 19.95 | 20.95 | 21.95 | 22.95 | 23.95 | 24.95 | 25.95 | 26.95 | 27.95 | 28.95 | 29.95 | 30.95 | 31.95 | 32.95 | 33.95 | 34.95
2022-12-23 | 2.4 | 2.6 | 2.85 | 3.1 | 3.3 | 3.6 | 3.85 | 4.15 | 4.5 | 4.9 | 5.35 | 5.85 | 6.45 | 7.1 | 7.75 | 8.5 | 9.3 | 10.1 | 11 | 11.9 | 12.85 | 13.85 | 14.85 | 15.85 | 16.85 | 17.85 | 18.85 | 19.85 | 20.85 | 21.85 | 22.85 | 23.85 | 24.85
2022-12-24 | 23.65 | 24.65 | 25.65 | 26.65 | 27.65 | 28.65 | 29.65 | 30.65 | 31.65 | 32.65 | 33.65 | 34.65 | 35.65 | 36.65 | 37.65 | 38.65 | 39.65 | 40.65 | 41.65 | 42.65 | 43.65 | 44.65 | 45.65 | 46.65 | 47.65 | 48.65 | 49.65 | 50.65 | 51.65 | 52.65 | 53.65 | 54.65 | 55.65
2022-12-25 | 18.7 | 19.7 | 20.7 | 21.7 | 22.7 | 23.7 | 24.7 | 25.7 | 26.7 | 27.7 | 28.7 | 29.7 | 30.7 | 31.7 | 32.7 | 33.7 | 34.7 | 35.7 | 36.7 | 37.7 | 38.7 | 39.7 | 40.7 | 41.7 | 42.7 | 43.7 | 44.7 | 45.7 | 46.7 | 47.7 | 48.7 | 49.7 | 50.7
2022-12-26 | 12.15 | 13.15 | 14.15 | 15.15 | 16.15 | 17.15 | 18.15 | 19.15 | 20.15 | 21.15 | 22.15 | 23.15 | 24.15 | 25.15 | 26.15 | 27.15 | 28.15 | 29.15 | 30.15 | 31.15 | 32.15 | 33.15 | 34.15 | 35.15 | 36.15 | 37.15 | 38.15 | 39.15 | 40.15 | 41.15 | 42.15 | 43.15 | 44.15
2022-12-27 | 9.3 | 10.3 | 11.3 | 12.3 | 13.3 | 14.3 | 15.3 | 16.3 | 17.3 | 18.3 | 19.3 | 20.3 | 21.3 | 22.3 | 23.3 | 24.3 | 25.3 | 26.3 | 27.3 | 28.3 | 29.3 | 30.3 | 31.3 | 32.3 | 33.3 | 34.3 | 35.3 | 36.3 | 37.3 | 38.3 | 39.3 | 40.3 | 41.3
2022-12-28 | 6.7 | 7.35 | 8.1 | 8.9 | 9.9 | 10.9 | 11.9 | 12.9 | 13.9 | 14.9 | 15.9 | 16.9 | 17.9 | 18.9 | 19.9 | 20.9 | 21.9 | 22.9 | 23.9 | 24.9 | 25.9 | 26.9 | 27.9 | 28.9 | 29.9 | 30.9 | 31.9 | 32.9 | 33.9 | 34.9 | 35.9 | 36.9 | 37.9
2022-12-29 | 3.55 | 4.15 | 4.7 | 5.3 | 5.95 | 6.6 | 7.3 | 8.1 | 8.85 | 9.65 | 10.5 | 11.35 | 12.2 | 13.1 | 14.05 | 14.95 | 15.95 | 16.95 | 17.95 | 18.95 | 19.95 | 20.95 | 21.95 | 22.95 | 23.95 | 24.95 | 25.95 | 26.95 | 27.95 | 28.95 | 29.95 | 30.95 | 31.95
2022-12-30 | 0.45 | 0.55 | 0.7 | 0.9 | 1.15 | 1.4 | 1.75 | 2.1 | 2.45 | 2.9 | 3.35 | 3.85 | 4.4 | 5 | 5.65 | 6.3 | 6.95 | 7.65 | 8.35 | 9.15 | 9.95 | 10.8 | 11.65 | 12.5 | 13.45 | 14.4 | 15.4 | 16.4 | 17.4 | 18.4 | 19.4 | 20.4 | 21.4
2022-12-31 | 0 | 0 | 0 | 0 | 0 | 0 | 0 | 0 | 0.1 | 0.25 | 0.4 | 0.7 | 1.05 | 1.55 | 2.15 | 2.85 | 3.65 | 4.6 | 5.6 | 6.6 | 7.6 | 8.6 | 9.6 | 10.6 | 11.6 | 12.6 | 13.6 | 14.6 | 15.6 | 16.6 | 17.6 | 18.6 | 19.6
2023-01-01 | 0 | 0.05 | 0.15 | 0.25 | 0.35 | 0.55 | 0.75 | 0.95 | 1.25 | 1.6 | 1.9 | 2.3 | 2.65 | 3.15 | 3.65 | 4.4 | 5.3 | 6.3 | 7.3 | 8.3 | 9.3 | 10.3 | 11.3 | 12.3 | 13.3 | 14.3 | 15.3 | 16.3 | 17.3 | 18.3 | 19.3 | 20.3 | 21.3
2023-01-02 | 2.55 | 3 | 3.55 | 4.05 | 4.65 | 5.25 | 5.95 | 6.6 | 7.3 | 8.05 | 8.9 | 9.75 | 10.7 | 11.7 | 12.7 | 13.7 | 14.7 | 15.7 | 16.7 | 17.7 | 18.7 | 19.7 | 20.7 | 21.7 | 22.7 | 23.7 | 24.7 | 25.7 | 26.7 | 27.7 | 28.7 | 29.7 | 30.7
2023-01-03 | 2.05 | 2.7 | 3.4 | 4.25 | 5.15 | 6.1 | 7.05 | 8.05 | 9.05 | 10.05 | 11.05 | 12.05 | 13.05 | 14.05 | 15.05 | 16.05 | 17.05 | 18.05 | 19.05 | 20.05 | 21.05 | 22.05 | 23.05 | 24.05 | 25.05 | 26.05 | 27.05 | 28.05 | 29.05 | 30.05 | 31.05 | 32.05 | 33.05
2023-01-04 | 0 | 0.15 | 0.55 | 0.95 | 1.35 | 1.95 | 2.8 | 3.75 | 4.75 | 5.75 | 6.75 | 7.75 | 8.75 | 9.75 | 10.75 | 11.75 | 12.75 | 13.75 | 14.75 | 15.75 | 16.75 | 17.75 | 18.75 | 19.75 | 20.75 | 21.75 | 22.75 | 23.75 | 24.75 | 25.75 | 26.75 | 27.75 | 28.75
2023-01-05 | 0.9 | 1.4 | 1.95 | 2.6 | 3.35 | 4.1 | 4.95 | 5.9 | 6.9 | 7.9 | 8.9 | 9.9 | 10.9 | 11.9 | 12.9 | 13.9 | 14.9 | 15.9 | 16.9 | 17.9 | 18.9 | 19.9 | 20.9 | 21.9 | 22.9 | 23.9 | 24.9 | 25.9 | 26.9 | 27.9 | 28.9 | 29.9 | 30.9
2023-01-06 | 4.8 | 5.8 | 6.8 | 7.8 | 8.8 | 9.8 | 10.8 | 11.8 | 12.8 | 13.8 | 14.8 | 15.8 | 16.8 | 17.8 | 18.8 | 19.8 | 20.8 | 21.8 | 22.8 | 23.8 | 24.8 | 25.8 | 26.8 | 27.8 | 28.8 | 29.8 | 30.8 | 31.8 | 32.8 | 33.8 | 34.8 | 35.8 | 36.8
2023-01-07 | 3.3 | 4 | 4.75 | 5.6 | 6.5 | 7.5 | 8.5 | 9.5 | 10.5 | 11.5 | 12.5 | 13.5 | 14.5 | 15.5 | 16.5 | 17.5 | 18.5 | 19.5 | 20.5 | 21.5 | 22.5 | 23.5 | 24.5 | 25.5 | 26.5 | 27.5 | 28.5 | 29.5 | 30.5 | 31.5 | 32.5 | 33.5 | 34.5
2023-01-08 | 8.85 | 9.85 | 10.85 | 11.85 | 12.85 | 13.85 | 14.85 | 15.85 | 16.85 | 17.85 | 18.85 | 19.85 | 20.85 | 21.85 | 22.85 | 23.85 | 24.85 | 25.85 | 26.85 | 27.85 | 28.85 | 29.85 | 30.85 | 31.85 | 32.85 | 33.85 | 34.85 | 35.85 | 36.85 | 37.85 | 38.85 | 39.85 | 40.85
2023-01-09 | 4.95 | 5.75 | 6.6 | 7.45 | 8.4 | 9.4 | 10.4 | 11.4 | 12.4 | 13.4 | 14.4 | 15.4 | 16.4 | 17.4 | 18.4 | 19.4 | 20.4 | 21.4 | 22.4 | 23.4 | 24.4 | 25.4 | 26.4 | 27.4 | 28.4 | 29.4 | 30.4 | 31.4 | 32.4 | 33.4 | 34.4 | 35.4 | 36.4
2023-01-10 | 4.35 | 5.15 | 6 | 6.95 | 7.95 | 8.95 | 9.95 | 10.95 | 11.95 | 12.95 | 13.95 | 14.95 | 15.95 | 16.95 | 17.95 | 18.95 | 19.95 | 20.95 | 21.95 | 22.95 | 23.95 | 24.95 | 25.95 | 26.95 | 27.95 | 28.95 | 29.95 | 30.95 | 31.95 | 32.95 | 33.95 | 34.95 | 35.95
2023-01-11 | 10.45 | 11.45 | 12.45 | 13.45 | 14.45 | 15.45 | 16.45 | 17.45 | 18.45 | 19.45 | 20.45 | 21.45 | 22.45 | 23.45 | 24.45 | 25.45 | 26.45 | 27.45 | 28.45 | 29.45 | 30.45 | 31.45 | 32.45 | 33.45 | 34.45 | 35.45 | 36.45 | 37.45 | 38.45 | 39.45 | 40.45 | 41.45 | 42.45
2023-01-12 | 4.2 | 4.85 | 5.5 | 6.25 | 7.1 | 8 | 8.9 | 9.85 | 10.8 | 11.75 | 12.75 | 13.75 | 14.75 | 15.75 | 16.75 | 17.75 | 18.75 | 19.75 | 20.75 | 21.75 | 22.75 | 23.75 | 24.75 | 25.75 | 26.75 | 27.75 | 28.75 | 29.75 | 30.75 | 31.75 | 32.75 | 33.75 | 34.75
2023-01-13 | 0 | 0.05 | 0.05 | 0.15 | 0.2 | 0.3 | 0.4 | 0.5 | 0.65 | 0.85 | 1.05 | 1.25 | 1.55 | 1.8 | 2.15 | 2.5 | 3 | 3.6 | 4.3 | 5.15 | 6.15 | 7.15 | 8.15 | 9.15 | 10.15 | 11.15 | 12.15 | 13.15 | 14.15 | 15.15 | 16.15 | 17.15 | 18.15
2023-01-14 | 5.05 | 6.05 | 7.05 | 8.05 | 9.05 | 10.05 | 11.05 | 12.05 | 13.05 | 14.05 | 15.05 | 16.05 | 17.05 | 18.05 | 19.05 | 20.05 | 21.05 | 22.05 | 23.05 | 24.05 | 25.05 | 26.05 | 27.05 | 28.05 | 29.05 | 30.05 | 31.05 | 32.05 | 33.05 | 34.05 | 35.05 | 36.05 | 37.05
2023-01-15 | 5.5 | 6.5 | 7.5 | 8.5 | 9.5 | 10.5 | 11.5 | 12.5 | 13.5 | 14.5 | 15.5 | 16.5 | 17.5 | 18.5 | 19.5 | 20.5 | 21.5 | 22.5 | 23.5 | 24.5 | 25.5 | 26.5 | 27.5 | 28.5 | 29.5 | 30.5 | 31.5 | 32.5 | 33.5 | 34.5 | 35.5 | 36.5 | 37.5
2023-01-16 | 6.8 | 7.8 | 8.8 | 9.8 | 10.8 | 11.8 | 12.8 | 13.8 | 14.8 | 15.8 | 16.8 | 17.8 | 18.8 | 19.8 | 20.8 | 21.8 | 22.8 | 23.8 | 24.8 | 25.8 | 26.8 | 27.8 | 28.8 | 29.8 | 30.8 | 31.8 | 32.8 | 33.8 | 34.8 | 35.8 | 36.8 | 37.8 | 38.8
2023-01-17 | 2.85 | 3.3 | 3.75 | 4.25 | 4.85 | 5.55 | 6.25 | 7 | 7.8 | 8.65 | 9.55 | 10.5 | 11.5 | 12.5 | 13.5 | 14.5 | 15.5 | 16.5 | 17.5 | 18.5 | 19.5 | 20.5 | 21.5 | 22.5 | 23.5 | 24.5 | 25.5 | 26.5 | 27.5 | 28.5 | 29.5 | 30.5 | 31.5
2023-01-18 | 0.05 | 0.1 | 0.25 | 0.4 | 0.75 | 1.25 | 1.8 | 2.45 | 3.05 | 3.8 | 4.55 | 5.45 | 6.4 | 7.4 | 8.4 | 9.4 | 10.4 | 11.4 | 12.4 | 13.4 | 14.4 | 15.4 | 16.4 | 17.4 | 18.4 | 19.4 | 20.4 | 21.4 | 22.4 | 23.4 | 24.4 | 25.4 | 26.4
2023-01-19 | 1.55 | 2.35 | 3.35 | 4.35 | 5.35 | 6.35 | 7.35 | 8.35 | 9.35 | 10.35 | 11.35 | 12.35 | 13.35 | 14.35 | 15.35 | 16.35 | 17.35 | 18.35 | 19.35 | 20.35 | 21.35 | 22.35 | 23.35 | 24.35 | 25.35 | 26.35 | 27.35 | 28.35 | 29.35 | 30.35 | 31.35 | 32.35 | 33.35
2023-01-20 | 5.15 | 6.15 | 7.15 | 8.15 | 9.15 | 10.15 | 11.15 | 12.15 | 13.15 | 14.15 | 15.15 | 16.15 | 17.15 | 18.15 | 19.15 | 20.15 | 21.15 | 22.15 | 23.15 | 24.15 | 25.15 | 26.15 | 27.15 | 28.15 | 29.15 | 30.15 | 31.15 | 32.15 | 33.15 | 34.15 | 35.15 | 36.15 | 37.15
2023-01-21 | 8.25 | 9.25 | 10.25 | 11.25 | 12.25 | 13.25 | 14.25 | 15.25 | 16.25 | 17.25 | 18.25 | 19.25 | 20.25 | 21.25 | 22.25 | 23.25 | 24.25 | 25.25 | 26.25 | 27.25 | 28.25 | 29.25 | 30.25 | 31.25 | 32.25 | 33.25 | 34.25 | 35.25 | 36.25 | 37.25 | 38.25 | 39.25 | 40.25
2023-01-22 | 6.95 | 7.95 | 8.95 | 9.95 | 10.95 | 11.95 | 12.95 | 13.95 | 14.95 | 15.95 | 16.95 | 17.95 | 18.95 | 19.95 | 20.95 | 21.95 | 22.95 | 23.95 | 24.95 | 25.95 | 26.95 | 27.95 | 28.95 | 29.95 | 30.95 | 31.95 | 32.95 | 33.95 | 34.95 | 35.95 | 36.95 | 37.95 | 38.95
2023-01-23 | 4.9 | 5.9 | 6.9 | 7.9 | 8.9 | 9.9 | 10.9 | 11.9 | 12.9 | 13.9 | 14.9 | 15.9 | 16.9 | 17.9 | 18.9 | 19.9 | 20.9 | 21.9 | 22.9 | 23.9 | 24.9 | 25.9 | 26.9 | 27.9 | 28.9 | 29.9 | 30.9 | 31.9 | 32.9 | 33.9 | 34.9 | 35.9 | 36.9
2023-01-24 | 4.8 | 5.8 | 6.8 | 7.8 | 8.8 | 9.8 | 10.8 | 11.8 | 12.8 | 13.8 | 14.8 | 15.8 | 16.8 | 17.8 | 18.8 | 19.8 | 20.8 | 21.8 | 22.8 | 23.8 | 24.8 | 25.8 | 26.8 | 27.8 | 28.8 | 29.8 | 30.8 | 31.8 | 32.8 | 33.8 | 34.8 | 35.8 | 36.8
2023-01-25 | 4.6 | 5.55 | 6.55 | 7.55 | 8.55 | 9.55 | 10.55 | 11.55 | 12.55 | 13.55 | 14.55 | 15.55 | 16.55 | 17.55 | 18.55 | 19.55 | 20.55 | 21.55 | 22.55 | 23.55 | 24.55 | 25.55 | 26.55 | 27.55 | 28.55 | 29.55 | 30.55 | 31.55 | 32.55 | 33.55 | 34.55 | 35.55 | 36.55
2023-01-26 | 0.4 | 0.7 | 1 | 1.4 | 1.85 | 2.35 | 3 | 3.7 | 4.5 | 5.3 | 6.2 | 7.05 | 7.95 | 8.85 | 9.75 | 10.7 | 11.7 | 12.7 | 13.7 | 14.7 | 15.7 | 16.7 | 17.7 | 18.7 | 19.7 | 20.7 | 21.7 | 22.7 | 23.7 | 24.7 | 25.7 | 26.7 | 27.7
2023-01-27 | 4.65 | 5.45 | 6.4 | 7.4 | 8.4 | 9.4 | 10.4 | 11.4 | 12.4 | 13.4 | 14.4 | 15.4 | 16.4 | 17.4 | 18.4 | 19.4 | 20.4 | 21.4 | 22.4 | 23.4 | 24.4 | 25.4 | 26.4 | 27.4 | 28.4 | 29.4 | 30.4 | 31.4 | 32.4 | 33.4 | 34.4 | 35.4 | 36.4
2023-01-28 | 3.1 | 3.65 | 4.15 | 4.65 | 5.25 | 5.85 | 6.5 | 7.2 | 7.95 | 8.75 | 9.55 | 10.45 | 11.45 | 12.45 | 13.45 | 14.45 | 15.45 | 16.45 | 17.45 | 18.45 | 19.45 | 20.45 | 21.45 | 22.45 | 23.45 | 24.45 | 25.45 | 26.45 | 27.45 | 28.45 | 29.45 | 30.45 | 31.45
2023-01-29 | 1.95 | 2.35 | 2.75 | 3.15 | 3.6 | 4.05 | 4.5 | 5 | 5.5 | 6.15 | 6.85 | 7.55 | 8.4 | 9.35 | 10.3 | 11.3 | 12.3 | 13.3 | 14.3 | 15.3 | 16.3 | 17.3 | 18.3 | 19.3 | 20.3 | 21.3 | 22.3 | 23.3 | 24.3 | 25.3 | 26.3 | 27.3 | 28.3
2023-01-30 | 0.35 | 0.6 | 0.9 | 1.45 | 2.05 | 2.8 | 3.6 | 4.45 | 5.35 | 6.25 | 7.25 | 8.2 | 9.2 | 10.2 | 11.2 | 12.2 | 13.2 | 14.2 | 15.2 | 16.2 | 17.2 | 18.2 | 19.2 | 20.2 | 21.2 | 22.2 | 23.2 | 24.2 | 25.2 | 26.2 | 27.2 | 28.2 | 29.2
2023-01-31 | 6.75 | 7.75 | 8.75 | 9.75 | 10.75 | 11.75 | 12.75 | 13.75 | 14.75 | 15.75 | 16.75 | 17.75 | 18.75 | 19.75 | 20.75 | 21.75 | 22.75 | 23.75 | 24.75 | 25.75 | 26.75 | 27.75 | 28.75 | 29.75 | 30.75 | 31.75 | 32.75 | 33.75 | 34.75 | 35.75 | 36.75 | 37.75 | 38.75
2023-02-01 | 13.3 | 14.3 | 15.3 | 16.3 | 17.3 | 18.3 | 19.3 | 20.3 | 21.3 | 22.3 | 23.3 | 24.3 | 25.3 | 26.3 | 27.3 | 28.3 | 29.3 | 30.3 | 31.3 | 32.3 | 33.3 | 34.3 | 35.3 | 36.3 | 37.3 | 38.3 | 39.3 | 40.3 | 41.3 | 42.3 | 43.3 | 44.3 | 45.3
2023-02-02 | 8.45 | 9.45 | 10.45 | 11.45 | 12.45 | 13.45 | 14.45 | 15.45 | 16.45 | 17.45 | 18.45 | 19.45 | 20.45 | 21.45 | 22.45 | 23.45 | 24.45 | 25.45 | 26.45 | 27.45 | 28.45 | 29.45 | 30.45 | 31.45 | 32.45 | 33.45 | 34.45 | 35.45 | 36.45 | 37.45 | 38.45 | 39.45 | 40.45
2023-02-03 | 22.35 | 23.35 | 24.35 | 25.35 | 26.35 | 27.35 | 28.35 | 29.35 | 30.35 | 31.35 | 32.35 | 33.35 | 34.35 | 35.35 | 36.35 | 37.35 | 38.35 | 39.35 | 40.35 | 41.35 | 42.35 | 43.35 | 44.35 | 45.35 | 46.35 | 47.35 | 48.35 | 49.35 | 50.35 | 51.35 | 52.35 | 53.35 | 54.35
2023-02-04 | 35.25 | 36.25 | 37.25 | 38.25 | 39.25 | 40.25 | 41.25 | 42.25 | 43.25 | 44.25 | 45.25 | 46.25 | 47.25 | 48.25 | 49.25 | 50.25 | 51.25 | 52.25 | 53.25 | 54.25 | 55.25 | 56.25 | 57.25 | 58.25 | 59.25 | 60.25 | 61.25 | 62.25 | 63.25 | 64.25 | 65.25 | 66.25 | 67.25
2023-02-05 | 6.35 | 6.85 | 7.4 | 8.05 | 8.75 | 9.45 | 10.2 | 11 | 11.8 | 12.65 | 13.45 | 14.35 | 15.3 | 16.3 | 17.3 | 18.3 | 19.3 | 20.3 | 21.3 | 22.3 | 23.3 | 24.3 | 25.3 | 26.3 | 27.3 | 28.3 | 29.3 | 30.3 | 31.3 | 32.3 | 33.3 | 34.3 | 35.3
2023-02-06 | 2.5 | 3.05 | 3.65 | 4.3 | 5 | 5.65 | 6.45 | 7.2 | 8.05 | 8.95 | 9.95 | 10.95 | 11.95 | 12.95 | 13.95 | 14.95 | 15.95 | 16.95 | 17.95 | 18.95 | 19.95 | 20.95 | 21.95 | 22.95 | 23.95 | 24.95 | 25.95 | 26.95 | 27.95 | 28.95 | 29.95 | 30.95 | 31.95
2023-02-07 | 9 | 10 | 11 | 12 | 13 | 14 | 15 | 16 | 17 | 18 | 19 | 20 | 21 | 22 | 23 | 24 | 25 | 26 | 27 | 28 | 29 | 30 | 31 | 32 | 33 | 34 | 35 | 36 | 37 | 38 | 39 | 40 | 41
2023-02-08 | 1.05 | 1.45 | 1.9 | 2.45 | 3.05 | 3.7 | 4.4 | 5.15 | 5.95 | 6.8 | 7.75 | 8.75 | 9.75 | 10.75 | 11.75 | 12.75 | 13.75 | 14.75 | 15.75 | 16.75 | 17.75 | 18.75 | 19.75 | 20.75 | 21.75 | 22.75 | 23.75 | 24.75 | 25.75 | 26.75 | 27.75 | 28.75 | 29.75
2023-02-09 | 2.55 | 2.95 | 3.3 | 3.75 | 4.25 | 4.95 | 5.7 | 6.55 | 7.45 | 8.35 | 9.3 | 10.25 | 11.25 | 12.25 | 13.25 | 14.25 | 15.25 | 16.25 | 17.25 | 18.25 | 19.25 | 20.25 | 21.25 | 22.25 | 23.25 | 24.25 | 25.25 | 26.25 | 27.25 | 28.25 | 29.25 | 30.25 | 31.25
2023-02-10 | 0.55 | 0.7 | 0.9 | 1.25 | 1.7 | 2.2 | 2.7 | 3.25 | 3.9 | 4.45 | 5.1 | 5.75 | 6.4 | 7.1 | 7.8 | 8.55 | 9.35 | 10.05 | 10.9 | 11.75 | 12.65 | 13.65 | 14.65 | 15.65 | 16.65 | 17.65 | 18.65 | 19.65 | 20.65 | 21.65 | 22.65 | 23.65 | 24.65
2023-02-11 | 1.65 | 2.15 | 2.7 | 3.35 | 4.1 | 4.9 | 5.85 | 6.85 | 7.85 | 8.85 | 9.85 | 10.85 | 11.85 | 12.85 | 13.85 | 14.85 | 15.85 | 16.85 | 17.85 | 18.85 | 19.85 | 20.85 | 21.85 | 22.85 | 23.85 | 24.85 | 25.85 | 26.85 | 27.85 | 28.85 | 29.85 | 30.85 | 31.85
2023-02-12 | 3.3 | 3.85 | 4.4 | 5.05 | 5.65 | 6.3 | 7 | 7.75 | 8.55 | 9.3 | 10.2 | 11.1 | 12.1 | 13.1 | 14.1 | 15.1 | 16.1 | 17.1 | 18.1 | 19.1 | 20.1 | 21.1 | 22.1 | 23.1 | 24.1 | 25.1 | 26.1 | 27.1 | 28.1 | 29.1 | 30.1 | 31.1 | 32.1
2023-02-13 | 1.6 | 2.25 | 2.9 | 3.6 | 4.45 | 5.45 | 6.45 | 7.45 | 8.45 | 9.45 | 10.45 | 11.45 | 12.45 | 13.45 | 14.45 | 15.45 | 16.45 | 17.45 | 18.45 | 19.45 | 20.45 | 21.45 | 22.45 | 23.45 | 24.45 | 25.45 | 26.45 | 27.45 | 28.45 | 29.45 | 30.45 | 31.45 | 32.45
2023-02-14 | 1.85 | 2.25 | 2.75 | 3.3 | 3.85 | 4.4 | 5 | 5.65 | 6.35 | 7.05 | 7.85 | 8.7 | 9.6 | 10.55 | 11.55 | 12.55 | 13.55 | 14.55 | 15.55 | 16.55 | 17.55 | 18.55 | 19.55 | 20.55 | 21.55 | 22.55 | 23.55 | 24.55 | 25.55 | 26.55 | 27.55 | 28.55 | 29.55
2023-02-15 | 2.25 | 2.6 | 2.95 | 3.3 | 3.7 | 4.1 | 4.55 | 4.95 | 5.4 | 5.85 | 6.35 | 6.85 | 7.45 | 8.05 | 8.75 | 9.55 | 10.3 | 11.15 | 12 | 12.9 | 13.85 | 14.8 | 15.8 | 16.8 | 17.8 | 18.8 | 19.8 | 20.8 | 21.8 | 22.8 | 23.8 | 24.8 | 25.8
2023-02-16 | 0 | 0 | 0 | 0 | 0 | 0 | 0 | 0 | 0 | 0 | 0.05 | 0.1 | 0.3 | 0.55 | 0.85 | 1.25 | 1.7 | 2.25 | 2.85 | 3.45 | 4.1 | 4.75 | 5.5 | 6.4 | 7.4 | 8.4 | 9.4 | 10.4 | 11.4 | 12.4 | 13.4 | 14.4 | 15.4
2023-02-17 | 1.85 | 2.05 | 2.3 | 2.6 | 2.85 | 3.1 | 3.4 | 3.7 | 4.05 | 4.55 | 5.05 | 5.6 | 6.25 | 6.9 | 7.6 | 8.35 | 9.15 | 9.95 | 10.85 | 11.7 | 12.65 | 13.65 | 14.65 | 15.65 | 16.65 | 17.65 | 18.65 | 19.65 | 20.65 | 21.65 | 22.65 | 23.65 | 24.65
2023-02-18 | 8.5 | 9.4 | 10.4 | 11.4 | 12.4 | 13.4 | 14.4 | 15.4 | 16.4 | 17.4 | 18.4 | 19.4 | 20.4 | 21.4 | 22.4 | 23.4 | 24.4 | 25.4 | 26.4 | 27.4 | 28.4 | 29.4 | 30.4 | 31.4 | 32.4 | 33.4 | 34.4 | 35.4 | 36.4 | 37.4 | 38.4 | 39.4 | 40.4
2023-02-19 | 2.35 | 2.75 | 3.15 | 3.7 | 4.35 | 5.1 | 5.85 | 6.75 | 7.7 | 8.7 | 9.7 | 10.7 | 11.7 | 12.7 | 13.7 | 14.7 | 15.7 | 16.7 | 17.7 | 18.7 | 19.7 | 20.7 | 21.7 | 22.7 | 23.7 | 24.7 | 25.7 | 26.7 | 27.7 | 28.7 | 29.7 | 30.7 | 31.7
2023-02-20 | 0 | 0 | 0 | 0 | 0.05 | 0.1 | 0.15 | 0.25 | 0.45 | 0.75 | 1.2 | 1.75 | 2.3 | 2.9 | 3.55 | 4.25 | 4.95 | 5.65 | 6.4 | 7.2 | 8.1 | 9 | 9.95 | 10.95 | 11.95 | 12.95 | 13.95 | 14.95 | 15.95 | 16.95 | 17.95 | 18.95 | 19.95
2023-02-21 | 1.75 | 2.5 | 3.35 | 4.25 | 5.2 | 6.2 | 7.15 | 8.15 | 9.15 | 10.15 | 11.15 | 12.15 | 13.15 | 14.15 | 15.15 | 16.15 | 17.15 | 18.15 | 19.15 | 20.15 | 21.15 | 22.15 | 23.15 | 24.15 | 25.15 | 26.15 | 27.15 | 28.15 | 29.15 | 30.15 | 31.15 | 32.15 | 33.15
2023-02-22 | 2.15 | 2.75 | 3.4 | 4.15 | 5 | 6 | 7 | 8 | 9 | 10 | 11 | 12 | 13 | 14 | 15 | 16 | 17 | 18 | 19 | 20 | 21 | 22 | 23 | 24 | 25 | 26 | 27 | 28 | 29 | 30 | 31 | 32 | 33
2023-02-23 | 9.6 | 10.6 | 11.6 | 12.6 | 13.6 | 14.6 | 15.6 | 16.6 | 17.6 | 18.6 | 19.6 | 20.6 | 21.6 | 22.6 | 23.6 | 24.6 | 25.6 | 26.6 | 27.6 | 28.6 | 29.6 | 30.6 | 31.6 | 32.6 | 33.6 | 34.6 | 35.6 | 36.6 | 37.6 | 38.6 | 39.6 | 40.6 | 41.6
2023-02-24 | 10.35 | 11.35 | 12.35 | 13.35 | 14.35 | 15.35 | 16.35 | 17.35 | 18.35 | 19.35 | 20.35 | 21.35 | 22.35 | 23.35 | 24.35 | 25.35 | 26.35 | 27.35 | 28.35 | 29.35 | 30.35 | 31.35 | 32.35 | 33.35 | 34.35 | 35.35 | 36.35 | 37.35 | 38.35 | 39.35 | 40.35 | 41.35 | 42.35
2023-02-25 | 22.65 | 23.65 | 24.65 | 25.65 | 26.65 | 27.65 | 28.65 | 29.65 | 30.65 | 31.65 | 32.65 | 33.65 | 34.65 | 35.65 | 36.65 | 37.65 | 38.65 | 39.65 | 40.65 | 41.65 | 42.65 | 43.65 | 44.65 | 45.65 | 46.65 | 47.65 | 48.65 | 49.65 | 50.65 | 51.65 | 52.65 | 53.65 | 54.65
2023-02-26 | 13.45 | 14.45 | 15.45 | 16.45 | 17.45 | 18.45 | 19.45 | 20.45 | 21.45 | 22.45 | 23.45 | 24.45 | 25.45 | 26.45 | 27.45 | 28.45 | 29.45 | 30.45 | 31.45 | 32.45 | 33.45 | 34.45 | 35.45 | 36.45 | 37.45 | 38.45 | 39.45 | 40.45 | 41.45 | 42.45 | 43.45 | 44.45 | 45.45
2023-02-27 | 10.15 | 11.15 | 12.15 | 13.15 | 14.15 | 15.15 | 16.15 | 17.15 | 18.15 | 19.15 | 20.15 | 21.15 | 22.15 | 23.15 | 24.15 | 25.15 | 26.15 | 27.15 | 28.15 | 29.15 | 30.15 | 31.15 | 32.15 | 33.15 | 34.15 | 35.15 | 36.15 | 37.15 | 38.15 | 39.15 | 40.15 | 41.15 | 42.15
2023-02-28 | 5.95 | 6.95 | 7.95 | 8.95 | 9.95 | 10.95 | 11.95 | 12.95 | 13.95 | 14.95 | 15.95 | 16.95 | 17.95 | 18.95 | 19.95 | 20.95 | 21.95 | 22.95 | 23.95 | 24.95 | 25.95 | 26.95 | 27.95 | 28.95 | 29.95 | 30.95 | 31.95 | 32.95 | 33.95 | 34.95 | 35.95 | 36.95 | 37.95
2023-03-01 | 3.35 | 4.2 | 5.05 | 6 | 7 | 8 | 9 | 10 | 11 | 12 | 13 | 14 | 15 | 16 | 17 | 18 | 19 | 20 | 21 | 22 | 23 | 24 | 25 | 26 | 27 | 28 | 29 | 30 | 31 | 32 | 33 | 34 | 35
2023-03-02 | 0.75 | 1.35 | 2.05 | 2.85 | 3.8 | 4.8 | 5.8 | 6.8 | 7.8 | 8.8 | 9.8 | 10.8 | 11.8 | 12.8 | 13.8 | 14.8 | 15.8 | 16.8 | 17.8 | 18.8 | 19.8 | 20.8 | 21.8 | 22.8 | 23.8 | 24.8 | 25.8 | 26.8 | 27.8 | 28.8 | 29.8 | 30.8 | 31.8
2023-03-03 | 2 | 2.7 | 3.45 | 4.25 | 5.15 | 6.15 | 7.15 | 8.15 | 9.15 | 10.15 | 11.15 | 12.15 | 13.15 | 14.15 | 15.15 | 16.15 | 17.15 | 18.15 | 19.15 | 20.15 | 21.15 | 22.15 | 23.15 | 24.15 | 25.15 | 26.15 | 27.15 | 28.15 | 29.15 | 30.15 | 31.15 | 32.15 | 33.15
2023-03-04 | 5 | 6 | 7 | 8 | 9 | 10 | 11 | 12 | 13 | 14 | 15 | 16 | 17 | 18 | 19 | 20 | 21 | 22 | 23 | 24 | 25 | 26 | 27 | 28 | 29 | 30 | 31 | 32 | 33 | 34 | 35 | 36 | 37
2023-03-05 | 3.25 | 4 | 4.75 | 5.7 | 6.7 | 7.7 | 8.7 | 9.7 | 10.7 | 11.7 | 12.7 | 13.7 | 14.7 | 15.7 | 16.7 | 17.7 | 18.7 | 19.7 | 20.7 | 21.7 | 22.7 | 23.7 | 24.7 | 25.7 | 26.7 | 27.7 | 28.7 | 29.7 | 30.7 | 31.7 | 32.7 | 33.7 | 34.7
2023-03-06 | 0.9 | 1.45 | 1.95 | 2.6 | 3.25 | 3.95 | 4.8 | 5.7 | 6.65 | 7.65 | 8.65 | 9.65 | 10.65 | 11.65 | 12.65 | 13.65 | 14.65 | 15.65 | 16.65 | 17.65 | 18.65 | 19.65 | 20.65 | 21.65 | 22.65 | 23.65 | 24.65 | 25.65 | 26.65 | 27.65 | 28.65 | 29.65 | 30.65
2023-03-07 | 5.35 | 6.35 | 7.35 | 8.35 | 9.35 | 10.35 | 11.35 | 12.35 | 13.35 | 14.35 | 15.35 | 16.35 | 17.35 | 18.35 | 19.35 | 20.35 | 21.35 | 22.35 | 23.35 | 24.35 | 25.35 | 26.35 | 27.35 | 28.35 | 29.35 | 30.35 | 31.35 | 32.35 | 33.35 | 34.35 | 35.35 | 36.35 | 37.35
2023-03-08 | 3.35 | 3.9 | 4.5 | 5.15 | 5.85 | 6.6 | 7.45 | 8.3 | 9.15 | 10.15 | 11.15 | 12.15 | 13.15 | 14.15 | 15.15 | 16.15 | 17.15 | 18.15 | 19.15 | 20.15 | 21.15 | 22.15 | 23.15 | 24.15 | 25.15 | 26.15 | 27.15 | 28.15 | 29.15 | 30.15 | 31.15 | 32.15 | 33.15
2023-03-09 | 1.6 | 2.1 | 2.7 | 3.4 | 4.15 | 4.9 | 5.7 | 6.5 | 7.35 | 8.25 | 9.2 | 10.15 | 11.15 | 12.15 | 13.15 | 14.15 | 15.15 | 16.15 | 17.15 | 18.15 | 19.15 | 20.15 | 21.15 | 22.15 | 23.15 | 24.15 | 25.15 | 26.15 | 27.15 | 28.15 | 29.15 | 30.15 | 31.15
2023-03-10 | 2.95 | 3.35 | 4 | 4.65 | 5.35 | 6.05 | 6.8 | 7.6 | 8.4 | 9.25 | 10.2 | 11.15 | 12.15 | 13.15 | 14.15 | 15.15 | 16.15 | 17.15 | 18.15 | 19.15 | 20.15 | 21.15 | 22.15 | 23.15 | 24.15 | 25.15 | 26.15 | 27.15 | 28.15 | 29.15 | 30.15 | 31.15 | 32.15
2023-03-11 | 2.1 | 2.9 | 3.9 | 4.9 | 5.9 | 6.9 | 7.9 | 8.9 | 9.9 | 10.9 | 11.9 | 12.9 | 13.9 | 14.9 | 15.9 | 16.9 | 17.9 | 18.9 | 19.9 | 20.9 | 21.9 | 22.9 | 23.9 | 24.9 | 25.9 | 26.9 | 27.9 | 28.9 | 29.9 | 30.9 | 31.9 | 32.9 | 33.9
2023-03-12 | 3.2 | 3.85 | 4.6 | 5.4 | 6.3 | 7.1 | 8 | 8.9 | 9.85 | 10.85 | 11.75 | 12.75 | 13.65 | 14.65 | 15.6 | 16.55 | 17.55 | 18.45 | 19.45 | 20.35 | 21.35 | 22.35 | 23.25 | 24.25 | 25.15 | 26.15 | 27.1 | 28.05 | 29.05 | 29.95 | 30.95 | 31.85 | 32.85
2023-03-13 | 1.5 | 2.05 | 2.75 | 3.65 | 4.6 | 5.55 | 6.55 | 7.55 | 8.55 | 9.55 | 10.55 | 11.55 | 12.55 | 13.55 | 14.55 | 15.55 | 16.55 | 17.55 | 18.55 | 19.55 | 20.55 | 21.55 | 22.55 | 23.55 | 24.55 | 25.55 | 26.55 | 27.55 | 28.55 | 29.55 | 30.55 | 31.55 | 32.55
2023-03-14 | 2.7 | 3.4 | 4.3 | 5.3 | 6.3 | 7.3 | 8.3 | 9.3 | 10.3 | 11.3 | 12.3 | 13.3 | 14.3 | 15.3 | 16.3 | 17.3 | 18.3 | 19.3 | 20.3 | 21.3 | 22.3 | 23.3 | 24.3 | 25.3 | 26.3 | 27.3 | 28.3 | 29.3 | 30.3 | 31.3 | 32.3 | 33.3 | 34.3
2023-03-15 | 2.4 | 3.15 | 4.05 | 5 | 5.95 | 6.95 | 7.95 | 8.95 | 9.95 | 10.95 | 11.95 | 12.95 | 13.95 | 14.95 | 15.95 | 16.95 | 17.95 | 18.95 | 19.95 | 20.95 | 21.95 | 22.95 | 23.95 | 24.95 | 25.95 | 26.95 | 27.95 | 28.95 | 29.95 | 30.95 | 31.95 | 32.95 | 33.95
2023-03-16 | 1.55 | 2 | 2.5 | 3 | 3.55 | 4.1 | 4.7 | 5.4 | 6.15 | 7 | 7.95 | 8.95 | 9.95 | 10.95 | 11.95 | 12.95 | 13.95 | 14.95 | 15.95 | 16.95 | 17.95 | 18.95 | 19.95 | 20.95 | 21.95 | 22.95 | 23.95 | 24.95 | 25.95 | 26.95 | 27.95 | 28.95 | 29.95
2023-03-17 | 0.85 | 1.05 | 1.35 | 1.7 | 2.05 | 2.45 | 2.85 | 3.3 | 3.8 | 4.25 | 4.8 | 5.4 | 6.15 | 6.9 | 7.8 | 8.7 | 9.6 | 10.6 | 11.6 | 12.6 | 13.6 | 14.6 | 15.6 | 16.6 | 17.6 | 18.6 | 19.6 | 20.6 | 21.6 | 22.6 | 23.6 | 24.6 | 25.6
2023-03-18 | 0.15 | 0.2 | 0.25 | 0.4 | 0.5 | 0.7 | 0.9 | 1.3 | 1.8 | 2.4 | 3.1 | 3.9 | 4.75 | 5.6 | 6.55 | 7.55 | 8.55 | 9.55 | 10.55 | 11.55 | 12.55 | 13.55 | 14.55 | 15.55 | 16.55 | 17.55 | 18.55 | 19.55 | 20.55 | 21.55 | 22.55 | 23.55 | 24.55
2023-03-19 | 5.3 | 6.25 | 7.25 | 8.25 | 9.25 | 10.25 | 11.25 | 12.25 | 13.25 | 14.25 | 15.25 | 16.25 | 17.25 | 18.25 | 19.25 | 20.25 | 21.25 | 22.25 | 23.25 | 24.25 | 25.25 | 26.25 | 27.25 | 28.25 | 29.25 | 30.25 | 31.25 | 32.25 | 33.25 | 34.25 | 35.25 | 36.25 | 37.25
2023-03-20 | 3.75 | 4.2 | 4.75 | 5.35 | 5.95 | 6.6 | 7.25 | 7.9 | 8.6 | 9.35 | 10.15 | 10.9 | 11.8 | 12.7 | 13.7 | 14.7 | 15.7 | 16.7 | 17.7 | 18.7 | 19.7 | 20.7 | 21.7 | 22.7 | 23.7 | 24.7 | 25.7 | 26.7 | 27.7 | 28.7 | 29.7 | 30.7 | 31.7
2023-03-21 | 1.6 | 1.9 | 2.3 | 2.65 | 3.05 | 3.5 | 3.95 | 4.4 | 4.9 | 5.35 | 5.85 | 6.4 | 6.95 | 7.55 | 8.15 | 8.85 | 9.5 | 10.25 | 11.05 | 11.95 | 12.95 | 13.95 | 14.95 | 15.95 | 16.95 | 17.95 | 18.95 | 19.95 | 20.95 | 21.95 | 22.95 | 23.95 | 24.95
2023-03-22 | 0.5 | 0.7 | 0.9 | 1.2 | 1.5 | 1.9 | 2.35 | 2.9 | 3.6 | 4.35 | 5.15 | 6 | 6.9 | 7.85 | 8.85 | 9.85 | 10.85 | 11.85 | 12.85 | 13.85 | 14.85 | 15.85 | 16.85 | 17.85 | 18.85 | 19.85 | 20.85 | 21.85 | 22.85 | 23.85 | 24.85 | 25.85 | 26.85
2023-03-23 | 0 | 0 | 0 | 0 | 0 | 0 | 0.05 | 0.15 | 0.3 | 0.55 | 0.9 | 1.3 | 1.7 | 2.1 | 2.55 | 3.05 | 3.55 | 4.15 | 4.9 | 5.7 | 6.6 | 7.5 | 8.45 | 9.45 | 10.45 | 11.45 | 12.45 | 13.45 | 14.45 | 15.45 | 16.45 | 17.45 | 18.45
2023-03-24 | 0.05 | 0.05 | 0.1 | 0.2 | 0.4 | 0.6 | 0.9 | 1.4 | 1.9 | 2.45 | 3.15 | 3.8 | 4.55 | 5.35 | 6.3 | 7.25 | 8.25 | 9.25 | 10.25 | 11.25 | 12.25 | 13.25 | 14.25 | 15.25 | 16.25 | 17.25 | 18.25 | 19.25 | 20.25 | 21.25 | 22.25 | 23.25 | 24.25
2023-03-25 | 2.25 | 2.85 | 3.75 | 4.75 | 5.75 | 6.75 | 7.75 | 8.75 | 9.75 | 10.75 | 11.75 | 12.75 | 13.75 | 14.75 | 15.75 | 16.75 | 17.75 | 18.75 | 19.75 | 20.75 | 21.75 | 22.75 | 23.75 | 24.75 | 25.75 | 26.75 | 27.75 | 28.75 | 29.75 | 30.75 | 31.75 | 32.75 | 33.75
2023-03-26 | 0 | 0.05 | 0.2 | 0.4 | 0.75 | 1.15 | 1.5 | 1.95 | 2.35 | 2.8 | 3.35 | 3.85 | 4.45 | 5.1 | 5.8 | 6.55 | 7.35 | 8.25 | 9.15 | 10.15 | 11.15 | 12.15 | 13.15 | 14.15 | 15.15 | 16.15 | 17.15 | 18.15 | 19.15 | 20.15 | 21.15 | 22.15 | 23.15
2023-03-27 | 1.35 | 1.55 | 1.7 | 1.95 | 2.2 | 2.55 | 3 | 3.55 | 4.15 | 4.8 | 5.45 | 6.15 | 6.9 | 7.65 | 8.55 | 9.35 | 10.3 | 11.2 | 12.15 | 13.1 | 14.1 | 15.1 | 16.1 | 17.1 | 18.1 | 19.1 | 20.1 | 21.1 | 22.1 | 23.1 | 24.1 | 25.1 | 26.1
2023-03-28 | 0.75 | 1.2 | 1.85 | 2.45 | 3.25 | 4.15 | 5.05 | 5.95 | 6.95 | 7.95 | 8.95 | 9.95 | 10.95 | 11.95 | 12.95 | 13.95 | 14.95 | 15.95 | 16.95 | 17.95 | 18.95 | 19.95 | 20.95 | 21.95 | 22.95 | 23.95 | 24.95 | 25.95 | 26.95 | 27.95 | 28.95 | 29.95 | 30.95
2023-03-29 | 2.7 | 3.1 | 3.5 | 4 | 4.55 | 5.2 | 5.95 | 6.75 | 7.65 | 8.5 | 9.4 | 10.3 | 11.2 | 12.15 | 13.15 | 14.15 | 15.15 | 16.15 | 17.15 | 18.15 | 19.15 | 20.15 | 21.15 | 22.15 | 23.15 | 24.15 | 25.15 | 26.15 | 27.15 | 28.15 | 29.15 | 30.15 | 31.15
2023-03-30 | 2.7 | 3.4 | 4.3 | 5.3 | 6.3 | 7.3 | 8.3 | 9.3 | 10.3 | 11.3 | 12.3 | 13.3 | 14.3 | 15.3 | 16.3 | 17.3 | 18.3 | 19.3 | 20.3 | 21.3 | 22.3 | 23.3 | 24.3 | 25.3 | 26.3 | 27.3 | 28.3 | 29.3 | 30.3 | 31.3 | 32.3 | 33.3 | 34.3
2023-03-31 | 3.25 | 3.8 | 4.5 | 5.15 | 5.95 | 6.7 | 7.5 | 8.4 | 9.25 | 10.15 | 11.1 | 12 | 12.95 | 13.95 | 14.9 | 15.9 | 16.9 | 17.9 | 18.9 | 19.9 | 20.9 | 21.9 | 22.9 | 23.9 | 24.9 | 25.9 | 26.9 | 27.9 | 28.9 | 29.9 | 30.9 | 31.9 | 32.9
2023-04-01 | 0.1 | 0.3 | 0.5 | 0.8 | 1.3 | 1.8 | 2.35 | 2.9 | 3.45 | 4 | 4.6 | 5.15 | 5.8 | 6.4 | 7 | 7.65 | 8.35 | 9.05 | 9.8 | 10.65 | 11.45 | 12.35 | 13.2 | 14.15 | 15.1 | 16.05 | 17.05 | 18.05 | 19.05 | 20.05 | 21.05 | 22.05 | 23.05
2023-04-02 | 0.6 | 0.75 | 0.95 | 1.15 | 1.5 | 1.9 | 2.4 | 3 | 3.7 | 4.5 | 5.3 | 6.15 | 6.95 | 7.85 | 8.75 | 9.7 | 10.65 | 11.65 | 12.65 | 13.65 | 14.65 | 15.65 | 16.65 | 17.65 | 18.65 | 19.65 | 20.65 | 21.65 | 22.65 | 23.65 | 24.65 | 25.65 | 26.65
2023-04-03 | 3.15 | 3.5 | 3.9 | 4.3 | 4.75 | 5.15 | 5.65 | 6.05 | 6.55 | 7.1 | 7.75 | 8.45 | 9.2 | 10.05 | 10.95 | 11.85 | 12.8 | 13.8 | 14.8 | 15.8 | 16.8 | 17.8 | 18.8 | 19.8 | 20.8 | 21.8 | 22.8 | 23.8 | 24.8 | 25.8 | 26.8 | 27.8 | 28.8
2023-04-04 | 0 | 0 | 0 | 0 | 0 | 0.05 | 0.2 | 0.45 | 0.75 | 1.2 | 1.7 | 2.25 | 2.85 | 3.6 | 4.35 | 5.15 | 6 | 6.85 | 7.7 | 8.55 | 9.45 | 10.35 | 11.25 | 12.15 | 13.1 | 14.05 | 15.05 | 16.05 | 17.05 | 18.05 | 19.05 | 20.05 | 21.05
2023-04-05 | 0.05 | 0.2 | 0.5 | 0.9 | 1.4 | 1.95 | 2.6 | 3.3 | 4.05 | 4.85 | 5.65 | 6.55 | 7.55 | 8.55 | 9.55 | 10.55 | 11.55 | 12.55 | 13.55 | 14.55 | 15.55 | 16.55 | 17.55 | 18.55 | 19.55 | 20.55 | 21.55 | 22.55 | 23.55 | 24.55 | 25.55 | 26.55 | 27.55
2023-04-06 | 0.15 | 0.5 | 0.8 | 1.3 | 1.75 | 2.2 | 2.75 | 3.35 | 3.95 | 4.65 | 5.3 | 6 | 6.65 | 7.35 | 8.1 | 8.8 | 9.55 | 10.3 | 11.15 | 12.05 | 13 | 13.9 | 14.85 | 15.8 | 16.8 | 17.75 | 18.75 | 19.75 | 20.75 | 21.75 | 22.75 | 23.75 | 24.75
2023-04-07 | 0 | 0 | 0 | 0.05 | 0.1 | 0.15 | 0.3 | 0.45 | 0.6 | 0.8 | 1.1 | 1.45 | 1.85 | 2.4 | 3.1 | 3.85 | 4.65 | 5.55 | 6.45 | 7.45 | 8.45 | 9.45 | 10.45 | 11.45 | 12.45 | 13.45 | 14.45 | 15.45 | 16.45 | 17.45 | 18.45 | 19.45 | 20.45
2023-04-08 | 1.65 | 2.1 | 2.55 | 3.15 | 3.75 | 4.35 | 5 | 5.65 | 6.4 | 7.1 | 7.9 | 8.75 | 9.7 | 10.65 | 11.65 | 12.65 | 13.65 | 14.65 | 15.65 | 16.65 | 17.65 | 18.65 | 19.65 | 20.65 | 21.65 | 22.65 | 23.65 | 24.65 | 25.65 | 26.65 | 27.65 | 28.65 | 29.65
2023-04-09 | 2.15 | 2.5 | 2.9 | 3.3 | 3.8 | 4.35 | 4.95 | 5.55 | 6.2 | 6.95 | 7.8 | 8.65 | 9.5 | 10.4 | 11.3 | 12.25 | 13.2 | 14.2 | 15.2 | 16.2 | 17.2 | 18.2 | 19.2 | 20.2 | 21.2 | 22.2 | 23.2 | 24.2 | 25.2 | 26.2 | 27.2 | 28.2 | 29.2
2023-04-10 | 0.8 | 1.05 | 1.35 | 1.7 | 2 | 2.4 | 2.75 | 3.2 | 3.55 | 4 | 4.45 | 4.9 | 5.35 | 5.85 | 6.45 | 7.05 | 7.75 | 8.45 | 9.15 | 9.9 | 10.65 | 11.5 | 12.35 | 13.2 | 14.1 | 15 | 15.95 | 16.85 | 17.85 | 18.85 | 19.85 | 20.85 | 21.85
2023-04-11 | 0 | 0.05 | 0.15 | 0.25 | 0.4 | 0.55 | 0.7 | 0.85 | 1.05 | 1.25 | 1.5 | 1.8 | 2.1 | 2.45 | 2.8 | 3.15 | 3.5 | 3.85 | 4.2 | 4.6 | 4.95 | 5.35 | 5.75 | 6.15 | 6.55 | 6.95 | 7.35 | 7.8 | 8.3 | 8.8 | 9.4 | 10 | 10.6
2023-04-12 | 0 | 0 | 0 | 0 | 0 | 0 | 0 | 0 | 0 | 0 | 0 | 0 | 0 | 0 | 0 | 0.05 | 0.05 | 0.15 | 0.2 | 0.3 | 0.4 | 0.55 | 0.65 | 0.85 | 1.1 | 1.45 | 1.95 | 2.5 | 3.05 | 3.7 | 4.4 | 5.1 | 5.9
2023-04-13 | 0 | 0 | 0 | 0 | 0 | 0 | 0 | 0 | 0.05 | 0.15 | 0.2 | 0.3 | 0.5 | 0.75 | 1.05 | 1.35 | 1.7 | 2 | 2.3 | 2.65 | 2.95 | 3.3 | 3.65 | 4 | 4.35 | 4.7 | 5.1 | 5.4 | 5.8 | 6.2 | 6.55 | 6.95 | 7.4
2023-04-14 | 0 | 0 | 0 | 0 | 0 | 0 | 0 | 0 | 0 | 0 | 0 | 0 | 0.05 | 0.1 | 0.15 | 0.3 | 0.45 | 0.6 | 0.85 | 1.05 | 1.35 | 1.65 | 1.9 | 2.25 | 2.6 | 3 | 3.35 | 3.75 | 4.2 | 4.65 | 5.1 | 5.55 | 6.05
2023-04-15 | 0 | 0 | 0 | 0 | 0 | 0 | 0 | 0 | 0 | 0.05 | 0.2 | 0.45 | 0.8 | 1.25 | 1.75 | 2.3 | 2.9 | 3.65 | 4.45 | 5.25 | 6.1 | 6.95 | 7.8 | 8.65 | 9.5 | 10.4 | 11.3 | 12.2 | 13.1 | 14.05 | 14.95 | 15.95 | 16.9
2023-04-16 | 0 | 0 | 0 | 0 | 0 | 0 | 0 | 0 | 0 | 0 | 0.05 | 0.2 | 0.7 | 1.3 | 2 | 2.7 | 3.5 | 4.4 | 5.25 | 6.2 | 7.15 | 8.15 | 9.15 | 10.15 | 11.15 | 12.15 | 13.15 | 14.15 | 15.15 | 16.15 | 17.15 | 18.15 | 19.15
2023-04-17 | 0 | 0 | 0 | 0 | 0 | 0 | 0 | 0 | 0 | 0.1 | 0.5 | 1 | 1.7 | 2.55 | 3.5 | 4.5 | 5.5 | 6.5 | 7.5 | 8.5 | 9.5 | 10.5 | 11.5 | 12.5 | 13.5 | 14.5 | 15.5 | 16.5 | 17.5 | 18.5 | 19.5 | 20.5 | 21.5
2023-04-18 | 0 | 0 | 0 | 0 | 0 | 0 | 0 | 0 | 0.05 | 0.1 | 0.25 | 0.45 | 0.8 | 1.25 | 1.8 | 2.4 | 3.15 | 3.95 | 4.85 | 5.85 | 6.85 | 7.85 | 8.85 | 9.85 | 10.85 | 11.85 | 12.85 | 13.85 | 14.85 | 15.85 | 16.85 | 17.85 | 18.85
2023-04-19 | 0 | 0 | 0 | 0 | 0.05 | 0.15 | 0.25 | 0.45 | 0.8 | 1.3 | 1.95 | 2.75 | 3.65 | 4.65 | 5.65 | 6.65 | 7.65 | 8.65 | 9.65 | 10.65 | 11.65 | 12.65 | 13.65 | 14.65 | 15.65 | 16.65 | 17.65 | 18.65 | 19.65 | 20.65 | 21.65 | 22.65 | 23.65
2023-04-20 | 0 | 0.05 | 0.15 | 0.3 | 0.5 | 0.8 | 1.15 | 1.6 | 2 | 2.5 | 3.05 | 3.55 | 4.15 | 4.9 | 5.55 | 6.35 | 7.15 | 8 | 8.9 | 9.8 | 10.7 | 11.6 | 12.55 | 13.45 | 14.4 | 15.4 | 16.35 | 17.35 | 18.35 | 19.35 | 20.35 | 21.35 | 22.35
2023-04-21 | 0 | 0 | 0 | 0.1 | 0.2 | 0.3 | 0.45 | 0.7 | 1 | 1.5 | 2.1 | 2.75 | 3.55 | 4.4 | 5.3 | 6.2 | 7.1 | 8.05 | 9 | 10 | 11 | 12 | 13 | 14 | 15 | 16 | 17 | 18 | 19 | 20 | 21 | 22 | 23
2023-04-22 | 0 | 0 | 0 | 0.05 | 0.05 | 0.1 | 0.15 | 0.25 | 0.3 | 0.7 | 1.35 | 2.2 | 3.1 | 4.1 | 5.1 | 6.1 | 7.1 | 8.1 | 9.1 | 10.1 | 11.1 | 12.1 | 13.1 | 14.1 | 15.1 | 16.1 | 17.1 | 18.1 | 19.1 | 20.1 | 21.1 | 22.1 | 23.1
2023-04-23 | 0 | 0 | 0 | 0 | 0 | 0 | 0 | 0 | 0 | 0.25 | 0.7 | 1.35 | 2.3 | 3.3 | 4.3 | 5.3 | 6.3 | 7.3 | 8.3 | 9.3 | 10.3 | 11.3 | 12.3 | 13.3 | 14.3 | 15.3 | 16.3 | 17.3 | 18.3 | 19.3 | 20.3 | 21.3 | 22.3
2023-04-24 | 0 | 0 | 0 | 0 | 0 | 0 | 0 | 0.1 | 0.2 | 0.55 | 1 | 1.6 | 2.25 | 2.9 | 3.65 | 4.5 | 5.35 | 6.25 | 7.2 | 8.1 | 9.1 | 10.05 | 11.05 | 12.05 | 13.05 | 14.05 | 15.05 | 16.05 | 17.05 | 18.05 | 19.05 | 20.05 | 21.05
2023-04-25 | 0 | 0 | 0 | 0 | 0 | 0.05 | 0.2 | 0.35 | 0.55 | 0.9 | 1.35 | 1.9 | 2.5 | 3.15 | 3.95 | 4.75 | 5.6 | 6.5 | 7.4 | 8.35 | 9.3 | 10.3 | 11.3 | 12.3 | 13.3 | 14.3 | 15.3 | 16.3 | 17.3 | 18.3 | 19.3 | 20.3 | 21.3
2023-04-26 | 0 | 0 | 0 | 0 | 0 | 0 | 0.05 | 0.15 | 0.4 | 0.85 | 1.4 | 2.1 | 2.85 | 3.65 | 4.5 | 5.4 | 6.35 | 7.3 | 8.3 | 9.3 | 10.3 | 11.3 | 12.3 | 13.3 | 14.3 | 15.3 | 16.3 | 17.3 | 18.3 | 19.3 | 20.3 | 21.3 | 22.3
2023-04-27 | 0 | 0 | 0 | 0 | 0 | 0 | 0.1 | 0.25 | 0.45 | 0.8 | 1.2 | 1.65 | 2.2 | 2.85 | 3.55 | 4.35 | 5.25 | 6.15 | 7.05 | 8 | 9 | 10 | 11 | 12 | 13 | 14 | 15 | 16 | 17 | 18 | 19 | 20 | 21
2023-04-28 | 0.1 | 0.2 | 0.3 | 0.45 | 0.6 | 0.8 | 0.95 | 1.15 | 1.4 | 1.75 | 2.1 | 2.55 | 3 | 3.55 | 4.2 | 4.8 | 5.55 | 6.3 | 7.15 | 8 | 8.9 | 9.8 | 10.7 | 11.7 | 12.7 | 13.7 | 14.7 | 15.7 | 16.7 | 17.7 | 18.7 | 19.7 | 20.7
2023-04-29 | 0 | 0 | 0 | 0 | 0 | 0 | 0 | 0.05 | 0.15 | 0.25 | 0.45 | 1.05 | 1.7 | 2.5 | 3.4 | 4.35 | 5.35 | 6.35 | 7.35 | 8.35 | 9.35 | 10.35 | 11.35 | 12.35 | 13.35 | 14.35 | 15.35 | 16.35 | 17.35 | 18.35 | 19.35 | 20.35 | 21.35
2023-04-30 | 0 | 0 | 0 | 0 | 0 | 0 | 0 | 0 | 0 | 0 | 0.05 | 0.4 | 1.1 | 1.9 | 2.7 | 3.65 | 4.6 | 5.6 | 6.6 | 7.6 | 8.6 | 9.6 | 10.6 | 11.6 | 12.6 | 13.6 | 14.6 | 15.6 | 16.6 | 17.6 | 18.6 | 19.6 | 20.6
2023-05-01 | 0 | 0 | 0 | 0 | 0 | 0 | 0 | 0 | 0 | 0 | 0 | 0.05 | 0.05 | 0.2 | 0.3 | 0.4 | 0.55 | 0.85 | 1.2 | 1.65 | 2.25 | 3 | 3.8 | 4.6 | 5.6 | 6.6 | 7.6 | 8.6 | 9.6 | 10.6 | 11.6 | 12.6 | 13.6
2023-05-02 | 0 | 0 | 0 | 0 | 0 | 0 | 0.05 | 0.1 | 0.25 | 0.4 | 0.65 | 1.1 | 1.6 | 2.35 | 3.15 | 4 | 4.85 | 5.75 | 6.65 | 7.55 | 8.55 | 9.5 | 10.5 | 11.5 | 12.5 | 13.5 | 14.5 | 15.5 | 16.5 | 17.5 | 18.5 | 19.5 | 20.5
2023-05-03 | 0 | 0 | 0 | 0.05 | 0.1 | 0.2 | 0.3 | 0.4 | 0.65 | 0.9 | 1.3 | 1.75 | 2.4 | 3.15 | 4 | 4.95 | 5.9 | 6.9 | 7.9 | 8.9 | 9.9 | 10.9 | 11.9 | 12.9 | 13.9 | 14.9 | 15.9 | 16.9 | 17.9 | 18.9 | 19.9 | 20.9 | 21.9
2023-05-04 | 0 | 0 | 0 | 0 | 0 | 0.05 | 0.2 | 0.5 | 1.05 | 1.8 | 2.6 | 3.5 | 4.5 | 5.5 | 6.5 | 7.5 | 8.5 | 9.5 | 10.5 | 11.5 | 12.5 | 13.5 | 14.5 | 15.5 | 16.5 | 17.5 | 18.5 | 19.5 | 20.5 | 21.5 | 22.5 | 23.5 | 24.5
2023-05-05 | 0 | 0 | 0 | 0 | 0 | 0 | 0.05 | 0.1 | 0.3 | 0.6 | 1 | 1.55 | 2.1 | 2.8 | 3.6 | 4.4 | 5.25 | 6.15 | 7.05 | 8 | 8.95 | 9.9 | 10.85 | 11.85 | 12.85 | 13.85 | 14.85 | 15.85 | 16.85 | 17.85 | 18.85 | 19.85 | 20.85
2023-05-06 | 0 | 0.05 | 0.1 | 0.15 | 0.25 | 0.35 | 0.5 | 0.65 | 0.75 | 0.9 | 1.05 | 1.2 | 1.35 | 1.55 | 1.8 | 2.05 | 2.4 | 2.7 | 3 | 3.4 | 3.7 | 4.1 | 4.5 | 4.95 | 5.35 | 5.8 | 6.3 | 6.8 | 7.35 | 7.9 | 8.5 | 9.15 | 9.8
2023-05-07 | 0 | 0 | 0 | 0 | 0 | 0 | 0 | 0 | 0 | 0.05 | 0.1 | 0.15 | 0.25 | 0.35 | 0.45 | 0.55 | 0.7 | 0.85 | 1 | 1.15 | 1.3 | 1.55 | 1.8 | 2.05 | 2.4 | 2.7 | 3.1 | 3.5 | 3.85 | 4.35 | 4.8 | 5.35 | 5.85
2023-05-08 | 0 | 0 | 0 | 0 | 0 | 0 | 0 | 0 | 0 | 0 | 0 | 0 | 0.05 | 0.05 | 0.05 | 0.1 | 0.15 | 0.25 | 0.4 | 0.55 | 0.8 | 1 | 1.35 | 1.7 | 2.1 | 2.55 | 3.05 | 3.6 | 4.2 | 4.8 | 5.4 | 6.05 | 6.75
2023-05-09 | 0 | 0.05 | 0.1 | 0.15 | 0.25 | 0.4 | 0.55 | 0.7 | 0.9 | 1.15 | 1.35 | 1.6 | 1.8 | 2.15 | 2.55 | 3.1 | 3.65 | 4.45 | 5.25 | 6.1 | 6.95 | 7.85 | 8.8 | 9.8 | 10.8 | 11.8 | 12.8 | 13.8 | 14.8 | 15.8 | 16.8 | 17.8 | 18.8
2023-05-10 | 0.15 | 0.25 | 0.35 | 0.5 | 0.65 | 0.8 | 0.95 | 1.1 | 1.25 | 1.4 | 1.55 | 1.8 | 2.05 | 2.3 | 2.65 | 2.95 | 3.35 | 3.65 | 4 | 4.4 | 4.8 | 5.15 | 5.6 | 6.05 | 6.5 | 7 | 7.5 | 8.1 | 8.7 | 9.3 | 9.95 | 10.7 | 11.4
2023-05-11 | 0 | 0 | 0 | 0 | 0 | 0 | 0 | 0 | 0.05 | 0.05 | 0.15 | 0.2 | 0.25 | 0.35 | 0.45 | 0.55 | 0.7 | 0.8 | 0.95 | 1.15 | 1.3 | 1.55 | 1.85 | 2.15 | 2.5 | 2.9 | 3.3 | 3.75 | 4.35 | 4.9 | 5.5 | 6.15 | 6.75
2023-05-12 | 0 | 0 | 0 | 0 | 0 | 0 | 0 | 0 | 0 | 0 | 0 | 0 | 0.05 | 0.15 | 0.25 | 0.4 | 0.5 | 0.65 | 0.8 | 0.95 | 1.1 | 1.3 | 1.5 | 1.8 | 2.1 | 2.4 | 2.8 | 3.15 | 3.6 | 4 | 4.45 | 4.9 | 5.45
2023-05-13 | 0 | 0 | 0 | 0 | 0 | 0 | 0 | 0 | 0 | 0 | 0 | 0 | 0 | 0 | 0 | 0 | 0 | 0.05 | 0.15 | 0.2 | 0.35 | 0.5 | 0.6 | 0.8 | 0.95 | 1.15 | 1.35 | 1.6 | 1.85 | 2.15 | 2.55 | 2.95 | 3.45
2023-05-14 | 0 | 0 | 0 | 0 | 0 | 0 | 0.05 | 0.05 | 0.1 | 0.15 | 0.2 | 0.3 | 0.4 | 0.5 | 0.7 | 0.95 | 1.25 | 1.6 | 2 | 2.45 | 3 | 3.55 | 4.2 | 4.85 | 5.6 | 6.4 | 7.2 | 8.05 | 9 | 10 | 11 | 12 | 13
2023-05-15 | 0.05 | 0.05 | 0.15 | 0.2 | 0.3 | 0.45 | 0.55 | 0.7 | 0.85 | 1 | 1.15 | 1.3 | 1.45 | 1.6 | 1.8 | 2 | 2.3 | 2.65 | 2.95 | 3.3 | 3.7 | 4.05 | 4.5 | 4.95 | 5.4 | 5.85 | 6.4 | 6.95 | 7.6 | 8.2 | 8.85 | 9.55 | 10.3
2023-05-16 | 0 | 0 | 0 | 0 | 0 | 0 | 0 | 0 | 0 | 0 | 0 | 0 | 0 | 0 | 0 | 0 | 0 | 0 | 0 | 0 | 0 | 0.05 | 0.2 | 0.4 | 0.6 | 0.95 | 1.3 | 1.75 | 2.2 | 2.65 | 3.15 | 3.8 | 4.4
2023-05-17 | 0 | 0.05 | 0.05 | 0.1 | 0.15 | 0.25 | 0.3 | 0.4 | 0.55 | 0.7 | 0.85 | 1.1 | 1.4 | 1.75 | 2.15 | 2.6 | 3.15 | 3.7 | 4.45 | 5.25 | 6.2 | 7.1 | 8.1 | 9.05 | 10 | 10.95 | 11.95 | 12.95 | 13.95 | 14.95 | 15.95 | 16.95 | 17.95
2023-05-18 | 0.95 | 1.1 | 1.25 | 1.4 | 1.65 | 1.85 | 2.15 | 2.45 | 2.8 | 3.15 | 3.5 | 3.9 | 4.35 | 4.8 | 5.3 | 5.85 | 6.45 | 7.1 | 7.8 | 8.45 | 9.25 | 10 | 10.8 | 11.7 | 12.6 | 13.55 | 14.5 | 15.5 | 16.5 | 17.5 | 18.5 | 19.5 | 20.5
2023-05-19 | 0 | 0 | 0 | 0 | 0 | 0.05 | 0.1 | 0.25 | 0.45 | 0.6 | 0.85 | 1.15 | 1.5 | 1.8 | 2.1 | 2.5 | 2.85 | 3.3 | 3.7 | 4.15 | 4.75 | 5.25 | 5.85 | 6.45 | 7.1 | 7.75 | 8.45 | 9.1 | 9.9 | 10.65 | 11.55 | 12.5 | 13.5
2023-05-20 | 0 | 0 | 0 | 0 | 0 | 0 | 0 | 0 | 0 | 0.05 | 0.1 | 0.15 | 0.25 | 0.35 | 0.45 | 0.6 | 0.8 | 1.1 | 1.35 | 1.65 | 2.05 | 2.4 | 2.8 | 3.3 | 3.8 | 4.35 | 5.05 | 5.9 | 6.85 | 7.85 | 8.85 | 9.85 | 10.85
2023-05-21 | 0 | 0 | 0 | 0 | 0 | 0 | 0 | 0 | 0 | 0 | 0 | 0 | 0 | 0 | 0 | 0 | 0 | 0.05 | 0.05 | 0.1 | 0.1 | 0.15 | 0.25 | 0.4 | 0.6 | 0.8 | 1.2 | 1.75 | 2.35 | 2.95 | 3.6 | 4.3 | 4.95

## RECS
Data from 2015 Residential Energy Consumption Survey
Downloaded from EIA:
https://www.eia.gov/consumption/residential/data/2015/index.php?view=consumption#undefined
In our analysis, the downstairs unit used gas during the baseline period for cooking and clothes drying. The occupancy of the unit was 2 people in the heating season.
Cooking and clothes drying do not vary much by region, but do vary by household size. So, using the 2 member number highlighted below.
Totaled, divided by 12 and scaled to therms, this equals: | 3.8475
Release date: May 2018 | [10 empty] | Release date: May 2018
Table CE5.4 Detailed household natural gas and propane end-use consumption—averages, 2015 | [10 empty] | Table CE4.7 Annual household site end-use consumption by fuel in the Northeast—averages, 2015
| Average site energy consumption (million Btu per household using the end use) | [10 empty] | Number of housing units (million) | Average site energy consumption1 (million Btu per household using the fuel and end use)
| Natural gas | [5 empty] | Propane | [6 empty] | Electricity | [5 empty] | Natural gas |  |  |  | Propane |  |  |  | Fuel oil/kerosene
| Space heating1 | Water heating | Clothes dryers2 | Cooking3 | Pool heaters | Hot tub heaters | Space heating1 | Water heating | Clothes dryers2 | Cooking3 |  | Total North-east2 | Total | Total | Space heating3 | Water heating | Air condi-tioning | Refrig-erators | Other4 | Total | Space heating3 | Water heating | Other4 | Total | Space heating3 | Water heating | Other4 | Total | Space heating3 | Water heating | Other
All homes | 44.965 | 18.09 | 2.077 | 2.895 | 10.091 | 3.41 | 31.046 | 17.834 | 2.359 | 3.132 | All homes | 21 | 94.4 | 28 | 9.9 | 10.4 | 3.4 | 2.3 | 16.1 | 68.7 | 55.8 | 20 | 6.1 | 29.3 | 38 | 17.2 | 6 | 73 | 65.1 | 20.8 | Q
Census region and division | [10 empty] | Census division
Northeast | 55.848 | 20.013 | 2.183 | 3.224 | Q | Q | 37.968 | 17.192 | 2.045 | 3.394 | New England | 5.6 | 97.3 | 25.6 | 6.9 | 9.3 | 2.3 | 2.2 | 16.3 | 64.8 | 50.8 | 21 | 6.1 | 24.7 | 35.1 | 17.1 | 4.5 | 86.1 | 79.7 | 20.1 | Q
New England | 50.847 | 20.993 | 2.521 | 2.922 | N | N | 35.127 | 17.077 | 2.195 | 3.458 | Middle Atlantic | 15.4 | 93.4 | 28.9 | 10.9 | 10.9 | 3.8 | 2.4 | 16 | 69.6 | 57 | 19.8 | 6.1 | 33.9 | 40.3 | 17.3 | 7.7 | 62.4 | 53.6 | 21.3 | Q
Middle Atlantic | 56.981 | 19.781 | 2.132 | 3.281 | Q | Q | 40.307 | 17.29 | Q | 3.32 | Census urban/rural classification5
Midwest | 60.828 | 18.604 | 2.067 | 2.956 | 6.962 | 4.042 | 42.784 | 19.591 | 2.783 | 3.403 | Urban | 17.7 | 93.1 | 26.4 | 9.3 | 9.8 | 3.6 | 2.3 | 15.1 | 67.4 | 54.5 | 19.8 | 6 | 25.2 | 36.4 | 14.8 | 8.5 | 73.9 | 64.6 | 20.5 | Q
East North Central | 64.229 | 18.952 | 2.147 | 3.017 | 7.117 | Q | 45.08 | 18.755 | 2.606 | 3.352 | Urbanized area | 15.6 | 93.9 | 26.5 | 9.1 | 9.6 | 3.8 | 2.3 | 15 | 67.7 | 55.1 | 20.1 | 6 | 29.7 | 37.3 | Q | Q | 75.7 | 65.7 | 20.7 | Q
West North Central | 52.653 | 17.772 | 1.587 | 2.688 | Q | Q | 40.035 | 21.301 | Q | 3.47 | Urban cluster | 2.2 | 86.8 | 26.3 | 10.8 | 11 | 1.8 | 2.3 | 15.8 | 64.9 | 49.3 | 17.4 | 6.6 | 16.3 | Q | Q | 3.6 | 66.7 | 60.4 | 19.1 | N
South | 34.008 | 16.488 | 2.35 | 2.883 | 13.724 | 3.336 | 24.518 | 18.08 | 2.359 | 2.945 | Rural | 3.3 | 102 | 36.6 | 13.5 | 12.2 | 2.4 | 2.7 | 21.5 | 111.4 | 104.7 | 25.5 | 8.5 | 32.6 | 38.9 | 18.6 | 4.3 | 71.2 | 66.2 | 21.6 | Q
South Atlantic | 36.7 | 17.391 | 2.405 | 2.869 | Q | 4.419 | 26.86 | 21.764 | Q | 2.794 | Metropolitan or micropolitan statistical area
East South Central | 34.84 | 17.795 | 1.866 | 2.996 | Q | N | 17.104 | 17.228 | Q | 2.973 | In metropolitan statistical area | 18.4 | 95 | 28.3 | 9.8 | 10.2 | 3.6 | 2.4 | 16.3 | 68.9 | 56 | 20.2 | 6.1 | 35.1 | 40.6 | 17 | 7 | 72.7 | 64.1 | 21.1 | Q
West South Central | 30.276 | 15.135 | 2.421 | 2.859 | 13.313 | 2.765 | 28.988 | 14.761 | Q | 3.144 | In micropolitan statistical area | Q | 93.3 | 29.3 | 10 | 12.9 | 1.6 | 2.3 | 16.4 | 71.2 | 61 | 17.7 | 7 | 17.9 | 28.5 | Q | 4.5 | 69.8 | 66.6 | 18.6 | Q
West | 26.343 | 17.62 | 1.902 | 2.563 | 9.421 | 3.531 | 20.899 | 16.675 | 2.335 | 2.944 | Not in metropolitan or micropolitan statistical area | Q | 86.2 | 20.7 | Q | 9.2 | 1.1 | 1.9 | 11.5 | Q | Q | Q | N | 16.3 | Q | Q | 4.1 | 77.6 | 68.8 | 20.2 | Q
Mountain | 39.01 | 19.054 | 2.119 | 2.862 | Q | Q | 20.788 | 16.639 | Q | 2.206 | Climate region6
Mountain North | 44.662 | 21.655 | 1.864 | 3.175 | Q | Q | 29.299 | Q | Q | Q | Very cold/Cold | 13.9 | 99.3 | 29.7 | 9.8 | 10.7 | 2.8 | 2.4 | 17.5 | 77.6 | 62.4 | 20.6 | 7.4 | 28.2 | 37.3 | 16.7 | 4.4 | 75.2 | 70 | 19.5 | Q
Mountain South | 29.848 | 15.657 | 2.254 | 2.6 | Q | Q | Q | 17.385 | Q | 2.153 | Mixed-humid | 7.1 | 84.9 | 24.6 | 10.3 | 9.4 | 4.4 | 2.2 | 13.3 | 55.9 | 45.7 | 19.1 | 4.4 | 38.7 | Q | Q | Q | 67.9 | 53.3 | 22.2 | Q
Pacific | 18.675 | 16.938 | 1.841 | 2.476 | 9.767 | 3.244 | 21 | 16.706 | 2.863 | 3.511 | Mixed-dry/Hot-dry | N | N | N | N | N | N | N | N | N | N | N | N | N | N | N | N | N | N | N | N
Census urban/rural classification4 | [10 empty] | Hot-humid | N | N | N | N | N | N | N | N | N | N | N | N | N | N | N | N | N | N | N | N
Urban | 44.221 | 17.92 | 2.029 | 2.843 | 10.084 | 3.428 | 28.271 | 20.071 | 2.097 | 3.008 | Marine | N | N | N | N | N | N | N | N | N | N | N | N | N | N | N | N | N | N | N | N
Urbanized area | 44.183 | 17.985 | 2.007 | 2.832 | 10.449 | 3.425 | 32.247 | 22.275 | Q | 3.089 | Housing unit type
Urban cluster | 44.48 | 17.401 | 2.341 | 2.953 | Q | Q | 20.711 | 13.554 | Q | 2.751 | Single-family detached | 10.8 | 125.5 | 36.2 | 11.8 | 12.2 | 4.3 | 2.9 | 21.7 | 99.1 | 80 | 22.4 | 6.7 | 33.3 | 42.8 | 18.5 | 6.6 | 88.5 | 82.3 | 20.2 | Q
Rural | 52.617 | 20.419 | 2.737 | 3.62 | Q | Q | 31.94 | 17.141 | 2.415 | 3.187 | Single-family attached | 1.9 | 93.2 | 24.6 | 9.9 | 8.9 | 3.9 | 2.2 | 13.5 | 78.6 | 60.3 | 17.3 | 5.9 | Q | Q | Q | Q | Q | Q | Q | N
Metropolitan or micropolitan statistical area | [10 empty] | Apartments in buildings with 2-4 units | 3.2 | 70.2 | 21.6 | 9.5 | 9.4 | 2.2 | 1.8 | 11.6 | 53.7 | 38.2 | 22 | 8 | Q | Q | Q | Q | 43.9 | 34.6 | Q | N
In metropolitan statistical area | 44.583 | 18.099 | 2.037 | 2.863 | 10.215 | 3.552 | 33.957 | 18.713 | 2.461 | 2.821 | Apartments in buildings with 5 or more units | 4.7 | 41 | 14.1 | 5.2 | 6.1 | 1.9 | 1.5 | 7.4 | 26.4 | 18 | 15.1 | 4 | Q | Q | Q | Q | 32 | 16.9 | 22.7 | N
In micropolitan statistical area | 48.365 | 17.22 | 2.454 | 3.342 | Q | Q | 23.992 | 17.136 | Q | 3.487 | Mobile homes | 0.5 | 81.2 | 36.2 | Q | 14.8 | 1.7 | 2.4 | 14.6 | Q | Q | Q | Q | Q | Q | Q | Q | 43.6 | 38.9 | Q | Q
Not in metropolitan or micropolitan statistical area | 46.657 | 19.988 | 3.416 | 2.856 | Q | Q | 29.302 | 14.22 | 2.398 | 4.01 | Ownership of housing unit
Climate region5 | [10 empty] | Owned | 12.9 | 114.6 | 33.9 | 11.6 | 11.4 | 4.1 | 2.8 | 20 | 89.6 | 72.2 | 20.9 | 6.2 | 31.8 | 40.2 | 17.9 | 6.4 | 81.3 | 75.5 | 19.9 | Q
Very cold/Cold | 59.539 | 19.694 | 2.074 | 3.136 | 7.14 | 4.067 | 37.683 | 17.897 | 2.081 | 3.177 | Single-family | 11.1 | 121.5 | 35.7 | 12 | 11.7 | 4.4 | 2.9 | 21.3 | 97.1 | 78.1 | 21.2 | 5.6 | 33.8 | 42.6 | 18.7 | 6.6 | 87.3 | 81.9 | 19.8 | Q
Mixed-humid | 43.644 | 18.358 | 2.282 | 2.968 | Q | 1.881 | 30.497 | 20.698 | 2.739 | 2.883 | Apartments | 1.4 | 66.5 | 19.1 | 5.2 | 7.4 | 2.7 | 2.3 | 10.8 | 52.8 | 37 | 19.3 | 9.9 | Q | Q | Q | N | Q | Q | Q | N
Mixed-dry/Hot-dry | 15.973 | 15.952 | 1.947 | 2.457 | 9.78 | 3.445 | 21.91 | 18.303 | Q | 3.173 | Mobile homes | 0.4 | 85.4 | 33.9 | Q | 13.3 | 1.7 | 2.5 | 15 | Q | Q | Q | Q | Q | Q | Q | Q | Q | Q | Q | Q
Hot-humid | 24.87 | 14.518 | 2.258 | 2.782 | 14.28 | 3.827 | 13.022 | 12.858 | Q | 3.538 | Rented7 | 8.1 | 62.3 | 18.7 | 7.5 | 8.9 | 2.1 | 1.6 | 9.9 | 43.3 | 32.4 | 18.7 | 6 | 15.8 | Q | Q | Q | 53.2 | 40.5 | 22.6 | Q
Marine | 23.374 | 18.273 | 1.723 | 2.515 | Q | Q | 19.321 | 15.01 | Q | 2.714 | Single-family | 1.5 | 115.2 | 25.5 | 7.1 | 12.6 | 3.3 | 2 | 14.8 | 83.5 | 63.3 | 21.9 | 11 | Q | Q | Q | Q | 99.6 | 88.4 | Q | Q
Housing unit type | [10 empty] | Apartments | 6.5 | 49.9 | 16.7 | 7.4 | 7.5 | 1.9 | 1.5 | 8.8 | 33.8 | 23.9 | 17.8 | 4.5 | Q | Q | Q | Q | 38.3 | 24.3 | 22.2 | N
Single-family detached | 52.677 | 19.339 | 2.185 | 3.022 | 10.222 | 3.464 | 33.859 | 18.032 | 2.479 | 3.401 | Mobile homes | Q | Q | Q | Q | Q | Q | Q | Q | Q | Q | N | Q | Q | N | N | Q | Q | Q | N | N
Single-family attached | 43.526 | 16.389 | 1.685 | 2.946 | Q | Q | Q | Q | Q | Q | Year of construction
Apartments in buildings with 2–4 units | 29.915 | 18.073 | 1.649 | 2.927 | N | Q | Q | Q | N | Q | Before 1950 | 7.3 | 93 | 23.2 | 8.3 | 9.6 | 3.5 | 1.9 | 13.8 | 67 | 54.8 | 19.7 | 4.6 | 25.4 | 37.1 | Q | 4 | 70.9 | 63.2 | 21.1 | Q
Apartments in buildings with 5 or more units | 14.198 | 13.611 | 1.5 | 2.457 | N | Q | Q | Q | N | Q | 1950 to 1959 | 3 | 108.8 | 25.4 | 5.4 | 8.1 | 4.1 | 2.5 | 15.3 | 74.3 | 62 | 19.8 | 6.1 | Q | Q | Q | Q | 84.7 | 75.6 | 21.1 | Q
Mobile homes | 35.26 | 18.423 | 1.7 | 2.122 | N | Q | 16.442 | 16.552 | Q | 1.829 | 1960 to 1969 | 2.4 | 100.9 | 27.8 | 11.2 | 9.2 | 4.2 | 2.4 | 16.6 | 72.4 | 62.7 | 19.1 | 5.4 | 24.6 | Q | Q | Q | 70.1 | 59.7 | 20.5 | Q
Ownership of housing unit | [10 empty] | 1970 to 1979 | 2.5 | 83.9 | 31.4 | 13.2 | 11.4 | 3.1 | 2.3 | 15 | 66.1 | 52.5 | 18.3 | Q | 23.4 | Q | Q | 3.8 | 76.9 | 72.7 | Q | Q
Owned | 51.764 | 18.616 | 2.066 | 2.929 | 10.189 | 3.5 | 32.696 | 18.197 | 2.23 | 3.187 | 1980 to 1989 | 2.1 | 77 | 29 | 9.9 | 8.8 | 2.6 | 2.3 | 17 | 44.3 | 35 | 21.9 | 5.6 | 26.6 | Q | Q | Q | 65.8 | 55 | 19.5 | Q
Single-family | 53.143 | 18.767 | 2.097 | 3.008 | 10.189 | 3.542 | 34.44 | 18.318 | 2.289 | 3.439 | 1990 to 1999 | 1.7 | 106.1 | 38.9 | 13 | 12.8 | 3.2 | 3.3 | 22.2 | 91 | 72.1 | 23.7 | 5.1 | 37.3 | 35.3 | Q | Q | 78.6 | 69.2 | Q | N
Apartments | 31.253 | 17.027 | 1.533 | 2.254 | N | Q | Q | Q | N | N | 2000 to 2009 | 1.6 | 98.3 | 37.2 | 10.9 | 14.3 | 2.5 | 3.1 | 21.6 | 73.7 | 48 | 21.1 | 15.9 | 31.3 | 41.1 | Q | 6.4 | 61.7 | 61.6 | Q | Q
Mobile homes | 36.288 | 15.184 | 1.74 | 2.187 | N | Q | 16.982 | 18.381 | Q | 1.964 | 2010 to 2015 | 0.4 | 66.2 | 25.5 | Q | 11.4 | 1.3 | 2 | 14.4 | Q | Q | Q | Q | Q | Q | Q | Q | N | N | N | N
Rented6 | 29.606 | 17.087 | 2.128 | 2.825 | Q | Q | 20.829 | 16.223 | Q | 2.846 | Total square footage8
Single-family | 45.039 | 20.515 | 2.391 | 3.039 | Q | Q | 25.452 | 15.065 | Q | 3.08 | Fewer than 1,000 | 5.5 | 44.1 | 16.3 | 7.4 | 8.3 | 1.7 | 1.5 | 8.2 | 28.7 | 20.7 | 14.6 | 3.5 | 12 | Q | Q | 4.4 | 32.2 | 21.5 | 20.3 | Q
Apartments | 18.525 | 14.957 | 1.593 | 2.712 | N | Q | Q | 18.556 | N | Q | 1,000 to 1,499 | 3.7 | 73.3 | 22.3 | 8.2 | 9.3 | 2.3 | 2 | 12 | 56.2 | 40.9 | 21.4 | 7.3 | 24.6 | Q | Q | Q | 49.2 | 36.5 | 27.3 | Q
Mobile homes | Q | Q | Q | 1.846 | N | N | Q | Q | Q | Q | 1,500 to 1,999 | 1.9 | 103.9 | 30.7 | 9.3 | 10.6 | 3.9 | 2.8 | 17.9 | 75.2 | 65.1 | 19.3 | 5.3 | 22.3 | Q | Q | Q | 75.2 | 69.2 | Q | Q
Year of construction | [10 empty] | 2,000 to 2,499 | 2.4 | 104.9 | 31.2 | 12.9 | 11 | 3.8 | 2.5 | 16.6 | 89.9 | 63 | 23.4 | 9.9 | 38.8 | Q | Q | 3.7 | 78.8 | 69 | 25.1 | Q
Before 1950 | 53.077 | 18.204 | 1.936 | 2.988 | Q | Q | 41.619 | 16.861 | 3.025 | 3.611 | 2,500 to 2,999 | 2.5 | 118.8 | 31.9 | 10.1 | 11.2 | 4.3 | 2.7 | 19.4 | 93.9 | 78.1 | 21.9 | 5 | 28 | Q | Q | 4.2 | 91.8 | 84.7 | 20.1 | Q
1950 to 1959 | 49.775 | 17.226 | 2.058 | 2.723 | Q | Q | 36.725 | 16.353 | Q | 3.542 | 3,000 or greater | 5.1 | 143.7 | 40.4 | 13 | 13.4 | 5.1 | 3.1 | 25.1 | 109.5 | 90.1 | 22.9 | 6.9 | 37.9 | 45.1 | 23 | 8.6 | 95 | 90.5 | 18.6 | Q
1960 to 1969 | 42.985 | 16.261 | 2.052 | 3.167 | Q | Q | 31.966 | 15.303 | Q | 2.827 | Number of household members
1970 to 1979 | 40.585 | 16.744 | 1.739 | 2.741 | 8.009 | 4.834 | 29.471 | 17.046 | Q | 2.853 | 1 member | 5.5 | 59.5 | 17.4 | 7.8 | 5 | 2.1 | 1.9 | 10 | 42.2 | 38.1 | 9.9 | 3.5 | 20.3 | 35.7 | 11.7 | 3.2 | 51.1 | 51.3 | 9.9 | Q
1980 to 1989 | 36.139 | 17.831 | 2.025 | 2.947 | 9.951 | 2.425 | 23.447 | 18.384 | 1.238 | 3.229 | 2 members | 7.4 | 92 | 27.4 | 10.2 | 9.4 | 3.1 | 2.4 | 15.2 | 68.1 | 59.5 | 17.3 | 4.5 | 29.4 | 33.6 | 14.7 | 6.2 | 72.9 | 65.4 | 18 | Q
1990 to 1999 | 45.415 | 19.945 | 2.382 | 2.802 | 8.665 | 3.474 | 27.098 | 20.721 | 1.791 | 3.209 | 3 members | 3.7 | 108.5 | 30.9 | 9.3 | 12 | 3.7 | 2.4 | 18.3 | 78.5 | 64.7 | 23.8 | 6.2 | 32.4 | Q | Q | 4.2 | 83.2 | 73.4 | 25.4 | Q
2000 to 2009 | 39.776 | 20.46 | 2.243 | 2.782 | 14.705 | 3.781 | 31.159 | 18.985 | Q | 2.783 | 4 members | 2.5 | 129 | 39.2 | 11 | 16.3 | 4.9 | 2.7 | 24 | 90.6 | 63.1 | 32 | 9 | 58.4 | Q | Q | Q | 85.3 | 69.2 | 31.4 | Q
2010 to 2015 | 37.486 | 19.818 | 2.756 | 3.184 | Q | Q | 28.952 | 14.895 | Q | 3.218 | 5 members | 1.2 | 125.3 | 36.9 | 14 | 16.2 | 5.3 | 2.6 | 20.7 | 100 | 73.2 | 30.5 | 9.2 | Q | Q | Q | Q | Q | Q | Q | Q
Total square footage7 | [10 empty] | 6 or more members | 0.7 | 141.2 | 46.5 | Q | 25.6 | 4.9 | 2.7 | 25.7 | 94.2 | 54.5 | 36.3 | Q | Q | N | N | Q | Q | Q | Q | N
Fewer than 1,000 | 19.433 | 14.057 | 1.65 | 2.423 | N | Q | 16.489 | 18.244 | Q | 3.059 | 2015 annual household income
1,000 to 1,499 | 31.847 | 18.011 | 1.687 | 2.949 | N | Q | 18.601 | 16.325 | Q | 2.489 | Less than $20,000 | 4.2 | 72.3 | 19.8 | 9.3 | 9.9 | 2.2 | 1.8 | 10.6 | 52 | 43.2 | 17 | 6.9 | 15.2 | Q | Q | 3.7 | 55.4 | 47.4 | 18.1 | Q
1,500 to 1,999 | 41.899 | 17.627 | 1.644 | 2.796 | Q | 3.175 | 26.607 | 14.073 | Q | 3.099 | $20,000 to $39,999 | 4.3 | 87.7 | 24.1 | 8.5 | 8.8 | 3 | 2.1 | 14.3 | 63.5 | 49.7 | 20.6 | 5.7 | 31.2 | 45.1 | Q | 4.4 | 74 | 66.1 | 17.8 | Q
2,000 to 2,499 | 49.607 | 19.092 | 2.048 | 2.838 | Q | 4.153 | 37.187 | 17.534 | Q | 3.345 | $40,000 to $59,999 | 2.9 | 89.6 | 26.3 | 7.3 | 11.3 | 3 | 2.4 | 15.7 | 64.8 | 48 | 17.7 | 6.7 | 35 | 40.1 | 19.9 | 4.3 | 67.9 | 58.8 | 26.1 | Q
2,500 to 2,999 | 57.925 | 18.894 | 2.437 | 2.942 | 11.678 | 4.996 | 31.305 | 17.512 | 1.891 | 3.085 | $60,000 to $79,999 | 2.8 | 91.1 | 31.5 | 11.3 | 12 | 3 | 2.3 | 16 | 65.9 | 60.8 | 19.4 | 5.8 | 30.5 | 39.6 | Q | 4.3 | 81.8 | 76.7 | 20 | N
3,000 or greater | 66.094 | 21.374 | 2.494 | 3.335 | 10.296 | 3.146 | 40.854 | 19.966 | 3.163 | 3.486 | $80,000 to $99,999 | 1.6 | 102.4 | 30.5 | 6.4 | 9.4 | 3.6 | 2.9 | 18.5 | 80.2 | 61.9 | 22.5 | 4.7 | Q | Q | Q | Q | 82.9 | 71.8 | 18.4 | Q
Number of household members | [10 empty] | $100,000 to $119,999 | 1.6 | 115.1 | 37.1 | 13.2 | 9.6 | 3.8 | 2.8 | 20 | 99.7 | 78.1 | 23.6 | 5 | 28.8 | Q | Q | 4.3 | 88.8 | 75.5 | Q | N
1 member | 40.541 | 9.26 | 1.142 | 2.061 | Q | Q | 26.118 | 10.175 | 1.418 | 2.367 | $120,000 to $139,999 | 1.2 | 117.2 | 31.5 | 15.4 | 11 | 4.8 | 2.4 | 17.5 | 85.7 | 68.8 | 23 | 7.2 | Q | Q | Q | Q | 82.8 | 70.2 | Q | N
2 members | 46.249 | 15.306 | 1.879 | 2.738 | 10.007 | 3.394 | 28.761 | 14.589 | 1.799 | 2.959 | $140,000 or more | 2.3 | 125.6 | 38.4 | 11.4 | 11.2 | 5.5 | 3.1 | 25.2 | 80 | 66.2 | 22.4 | 6 | 36.3 | Q | Q | Q | 82.9 | 82.5 | 24 | Q
3 members | 46.563 | 21.202 | 2.252 | 3.081 | Q | Q | 34.406 | 23.692 | Q | 3.629 | Payment method for energy bills
4 members | 44.926 | 26.706 | 2.563 | 3.248 | 9.856 | 3.567 | 37.772 | 30.22 | Q | 3.682 | All paid by household | 16.3 | 106.8 | 31.5 | 10.7 | 10.9 | 3.7 | 2.6 | 18.2 | 82.7 | 64.4 | 21.1 | 7.1 | 31.8 | 40.7 | 18 | 6.3 | 82 | 75.8 | 20.2 | Q
5 members | 50.134 | 28.933 | 3.194 | 3.757 | Q | Q | 56.49 | 29.069 | Q | 3.651 | Some paid by household, some included in rent or condo fee | 2.7 | 51.8 | 12.8 | 3.5 | 5.2 | 2 | 1.6 | 7.9 | 27.1 | 22.7 | 16.3 | 3.2 | Q | Q | Q | Q | 43.4 | 27.7 | 22.5 | N
6 or more members | 45.75 | 33.636 | 3.32 | 4.598 | Q | Q | 26.994 | Q | Q | 4.232 | All included in rent or condo fee | 1.9 | 48.7 | 19 | 8.7 | 9.3 | 2.4 | 1.5 | 9.8 | 35 | 26.4 | 16.5 | 3.3 | Q | Q | Q | Q | Q | Q | Q | N
2015 annual household income | [10 empty] | Some other method | Q | Q | Q | Q | Q | Q | Q | Q | Q | Q | Q | Q | Q | Q | N | N | Q | Q | N | N
Less than $20,000 | 34.556 | 15.684 | 1.978 | 2.956 | N | Q | 24.404 | 14.031 | Q | 2.807 | Main heating fuel
$20,000 to $39,999 | 44.063 | 16.675 | 1.699 | 2.642 | Q | Q | 28.309 | 20.341 | Q | 3.347 | Natural gas | 11.4 | 102.6 | 24.5 | 6.7 | 9 | 3.9 | 2.4 | 15.9 | 78 | 56.4 | 20 | 6.2 | Q | N | N | Q | Q | Q | Q | N
$40,000 to $59,999 | 43.385 | 17.365 | 1.956 | 2.896 | Q | 3.082 | 28.948 | 17.602 | Q | 2.655 | Electricity | 2.8 | 43.1 | 37.6 | 13.9 | 10 | 2.2 | 1.9 | 11.5 | 10.2 | Q | Q | 4.2 | Q | Q | Q | Q | Q | Q | Q | Q
$60,000 to $79,999 | 45.531 | 18.047 | 2.302 | 3.212 | Q | Q | 31.722 | 16.108 | Q | 2.87 | Fuel oil/kerosene | 4.8 | 113.1 | 28.2 | 7.6 | 11 | 3.4 | 2.3 | 17.1 | 16 | Q | 21.6 | 6.9 | 10.6 | 15.9 | Q | 5.5 | 79.4 | 69 | 20.6 | Q
$80,000 to $99,999 | 47.215 | 19.238 | 1.872 | 2.881 | Q | Q | 38.692 | 18.991 | Q | 4.805 | Propane | 0.9 | 97.2 | 31.6 | 10.2 | 11.3 | 2.1 | 2.6 | 21.2 | Q | N | Q | Q | 63.2 | 49.8 | 18.2 | 5 | Q | N | Q | N
$100,000 to $119,999 | 47.555 | 20.392 | 2.392 | 3.117 | Q | 3.303 | 29.992 | 19.777 | Q | 3.025
$120,000 to $139,999 | 55.362 | 21.748 | 2.211 | 2.608 | Q | 4.46 | 32.119 | 15.797 | Q | 3.568 | 1Consumption and expenditures for biomass (wood), coal, district steam, and solar thermal are excluded. Electricity consumption from on-site solar photovoltaic generation (i.e., solar panels) is included. 2Total Northeast includes all primary occupied housing units in the Northeast Census Region. Vacant housing units, seasonal units, second homes, military houses, and group quarters are excluded. 3Includes main (primary) and secondary space heating. 4Includes end uses not shown in this table. A more detailed breakout of end uses is shown in the Series 5 tables. 5Housing units are classified using criteria created by the U.S. Census Bureau based on 2010 Census data. Urbanized areas are densely settled groupings of blocks or tracts with 50,000 or more people. Urban clusters have at least 2,500 but less than 50,000 people. All other areas are rural. 6These climate regions were created by the Building America program, sponsored by the U.S. Department of Energy’s Office of Energy Efficiency and Renewable Energy (EERE). 7Rented includes households that occupy their primary housing units without paying rent. 8Total square footage includes all basements, finished or conditioned (heated or cooled) areas of attics, and conditioned garage space that is attached to the home. Unconditioned and unfinished areas in attics and attached garages are excluded. The square footage for some housing units was calculated based on measurements taken by the interviewer. For households responding without the presence of an interviewer, square footage was imputed based on characteristics of the housing unit. See 2015 RECS Square Footage Methodology for full details about data collection and processing. Q = Data withheld because either the Relative Standard Error (RSE) was greater than 50% or fewer than 10 cases responded. N = No cases responded. Notes: Because of rounding, data may not sum to totals. See RECS Terminology for definition of terms used in these tables. Source: U.S. Energy Information Administration, Office of Energy Consumption and Efficiency Statistics, Forms EIA-457A, C, D, E, F, G of the 2015 Residential Energy Consumption Survey.
$140,000 or more | 53.405 | 21.363 | 2.387 | 2.936 | 11.329 | 3.849 | 39.679 | 21.697 | 3.051 | 3.257
Payment method for energy bills
All paid by household | 47.528 | 18.492 | 2.085 | 2.89 | 10.216 | 3.346 | 31.286 | 17.791 | 2.359 | 3.097
Some paid by household, some included in rent or condo fee | 21.521 | 14.734 | 1.914 | 2.756 | Q | Q | Q | Q | N | Q
All included in rent or condo fee | 22.749 | 15.494 | 1.92 | 3.237 | N | Q | Q | Q | N | Q
Some other method | 35.602 | 18.421 | Q | 2.263 | N | N | Q | Q | N | Q
1Includes main (primary) and secondary space heating. 2Excludes electricity used for controls and spinning the drum. 3Includes stoves (units with both a cooktop and an oven), separate cooktops, and separate ovens. Microwaves, small kitchen appliances, and outdoor cooking are excluded. 4Housing units are classified using criteria created by the U.S. Census Bureau based on 2010 Census data. Urbanized areas are densely settled groupings of blocks or tracts with 50,000 or more people. Urban clusters have at least 2,500 but less than 50,000 people. All other areas are rural. 5These climate regions were created by the Building America program, sponsored by the U.S. Department of Energy’s Office of Energy Efficiency and Renewable Energy (EERE). 6Rented includes households that occupy their primary housing units without paying rent. 7Total square footage includes all basements, finished or conditioned (heated or cooled) areas of attics, and conditioned garage space that is attached to the home. Unconditioned and unfinished areas in attics and attached garages are excluded. The square footage for some housing units was calculated based on measurements taken by the interviewer. For households responding without the presence of an interviewer, square footage was imputed based on characteristics of the housing unit. See 2015 RECS Square Footage Methodology for full details about data collection and processing. Q = Data withheld because either the Relative Standard Error (RSE) was greater than 50% or fewer than 10 cases responded. N = No cases responded. Notes: Because of rounding, data may not sum to totals. See RECS Terminology for definition of terms used in these tables. Source: U.S. Energy Information Administration, Office of Energy Consumption and Efficiency Statistics, Forms EIA-457A, C, D, E, F, G of the 2015 Residential Energy Consumption Survey.

## Internal Gain (hidden)
THIS PAGE IS JUST SCRATCH NOTES ON POSSIBLE SOURCES OF INTERNAL GAIN AND RELATION TO HDD BASE
NOTHING CONCLUSIVE OR RELIABLE HERE
118 Unit stretch reconciliation
HDD Base best R-Squared | 52
Guesstimate thermostat average (1/3 58, 2/3 67) | 64
Difference between thermostat and best R-Square | 12
HDD Degree increment/month (hypothetical all days under HDD base) | 360
Model slope | 0.060767
Implied monthly available therm increment from internal | 21.8762
All of internal loads | 7.6086
50% of partial internal loads (high) | 2.354
Heat transfer | -12.8875
DHW at 75% (high) | 11.75
Sum internal gains | 8.8251
Implied available gain unaccounted for -- therms month | 13.0511
120 Unit mildly plausible reconciliation
HDD Base best R-Squared | 43
Guesstimate thermostat average (1/3 58, 2/3 64) | 62
Difference between thermostat and best R-Square | 19
Degree increment/month (hypothetical all days under HDD base) | 570
Model slope | 0.041511
Implied monthly available therm increment from internal | 23.6612
Can reconcile as:
All of internal loads | 7.6086
50% of partial internal loads (high) | 2.354
Heat transfer | 12.8875
Sum internal gains | 22.8501
Implied available gain unaccounted for -- therms month | 0.8111
BOTH -- STRETCH RECONCILIATION
HDD Base best R-Squared | 49
Guesstimate thermostat average (1/3 58, 2/3 67) | 63
Difference between thermostat and best R-Square | 14
HDD Degree increment/month (hypothetical all days under HDD base) | 420
Model slope | 0.098959
Implied monthly available therm increment from internal | 41.5626
All of internal loads X 2 | 15.2173
50% of partial internal loads (high) X 2 | 4.7079
Heat transfer | 0
DHW at 75% (high) | 11.75
Sum internal gains | 31.6752
Implied available gain unaccounted for -- therms month | 9.8874
Various possible sources of internal gain
Occupants | 100 | w/h
# occupants in baseline period | 4
# of time occupying in baseline period | 70%
therms/month | 6.8805
Domestic hot water
DHW -- from RECS table 4.7 (2 x elec 2 person home) MMBTU/year | 18.8
DHW -- therms/month | 15.6667
Percentage lost in basement -- standby, exposed pipes, drainage? | ???
Standby only for 1 hot water heaters measured kwh/day | 1.0846
Therms/month | 1.1105
Note, there are three tanks downstairs so losses are 3x
Possible gain loss between units
Square footage of exterior 1st/2d from Assessors DB | 1325
Length of exterior walls from Assessors DB | 162
Assume thickness of walls | 0.5
Use Square Footage of interior ceiling between units as | 1244
https://www.builditsolar.com/References/Calculators/InsulUpgrd/RValues.htm
Sheetrock-R | 0.45
Cavity-R | 0.94
Subfloor-R | 0.94
Floor-R | 0.45
Ball park R-Value of ceiling assembly, probably overestimating | 2.78
Use lower R-Value guess estimate so not underestimating load | 2
BTU per /hours of degree difference | 447.482
Therms /month per degree difference | 3.2219
Internal temperature difference (2d floor floor vs 1st foor ceiling) | 4
Therms/month heat transfer | 12.8875
COMPUTATION OF INTERNAL Electrical LOADS using 2022-23 winter data
Total Power Mains 120 | 3312.5378
All other leads 120 | 3107.4834
Undetailed | 205.0544
Base load dissipated entirely inside (from 120, fully occupied)
Undetailed | 205.0544
Refrigerator | 402.9507
Office | 0.4831
N Kitchen | 53.0996
S Kitchen (includes heating light for pet) | 130.3326
Bath 2d | 34.7655
Kitchen Lights | 93.6518
LR Outlets | 266.1491
LR/DR/Office | 151.113
Total kwh | 1337.5998
Therms/month | 7.6086
Loads dissipated partially outside from (from 120 fully occupied)
Range | 116.708
Dishwasher | 102.5522
ERV Motor | 157.1328
Hood | 111.0223
Washer/Dryer | 340.2344
Total kwh | 827.6497
Therms/month | 4.7079
PIVOT TABLE FROM UPSTAIRS DATA
Row Labels | Sum of 120 Subpanel-Mains_B (kWhs) | Sum of 120 Subpanel-Mains_C (kWhs) | Sum of 120 Subpanel-Other-ERV (kWhs) | Sum of 120 Subpanel-Dishwasher-Dishwasher (kWhs) | Sum of 120 Subpanel-Fridge/Freezer-Refrigerator (kWhs) | Sum of 120 Subpanel-Computer/Network-Office 20W (kWhs) | Sum of 120 Subpanel-Kitchen-N Kitchen (kWhs) | Sum of 120 Subpanel-Cooktop/Range/Oven/Stove-Range (kWhs) | Sum of 120 Subpanel-Kitchen-S Kitchen (kWhs) | Sum of 120 Subpanel-Lights-Bath 2d floor (kWhs) | Sum of 120 Subpanel-Heat Pump-Air Handler (kWhs) | Sum of 120 Subpanel-Heat Pump-Compressor (kWhs) | Sum of 120 Subpanel-Room/Multi-use Circuit-Master/Hood (kWhs) | Sum of 120 Subpanel-Lights-Kitchen Lights (kWhs) | Sum of 120 Subpanel-Room/Multi-use Circuit-LR Outlets (kWhs) | Sum of 120 Subpanel-Room/Multi-use Circuit-LR, DR, Office (kWhs) | Sum of 120 Subpanel-Clothes Washer-B Wash/Dry (kWhs) | Sum of 120 Subpanel-Clothes Washer-A Wash/Dry (kWhs)
Oct | 167.0927 | 241.2486 | 31.6854 | 16.947 | 71.8271 | 0.3427 | 8.2982 | 20.4194 | 22.9216 | 5.3831 | 10.0015 | 39.263 | 18.2302 | 15.4595 | 41.7448 | 28.558 | 21.537 | 21.4137
Nov | 206.0697 | 264.8351 | 34.3114 | 14.5052 | 63.8818 | 0.0221 | 7.0689 | 15.7053 | 22.2526 | 5.1528 | 14.3205 | 129.2222 | 14.2997 | 12.8782 | 39.6146 | 22.7228 | 22.551 | 22.4507
Dec | 312.5455 | 394.9646 | 32.7798 | 24.5707 | 71.1687 | 0.0982 | 11.976 | 31.7552 | 23.3358 | 7.3983 | 8.5455 | 246.8391 | 25.499 | 19.4357 | 60.5309 | 28.1132 | 35.6148 | 35.441
Jan | 294.6446 | 366.3695 | 27.2381 | 20.4681 | 68.5161 | 0 | 8.7877 | 28.9571 | 21.8796 | 5.9286 | 9.0174 | 246.2113 | 21.3081 | 19.5074 | 46.2289 | 27.6616 | 35.8333 | 35.673
Feb | 238.0291 | 315.8886 | 12.6005 | 16.0824 | 60.9595 | 0.0123 | 8.2058 | 12.7615 | 19.0647 | 5.6397 | 9.0973 | 241.3957 | 15.5765 | 15.264 | 37.7207 | 22.6668 | 24.8493 | 24.7241
Mar | 213.5741 | 297.2757 | 18.5176 | 9.9788 | 66.5975 | 0.0078 | 8.763 | 7.1095 | 20.8783 | 5.263 | 7.9696 | 185.4052 | 16.1088 | 11.107 | 40.3092 | 21.3906 | 30.1873 | 29.9592
Grand Total | 1431.9557 | 1880.5821 | 157.1328 | 102.5522 | 402.9507 | 0.4831 | 53.0996 | 116.708 | 130.3326 | 34.7655 | 58.9518 | 1088.3365 | 111.0223 | 93.6518 | 266.1491 | 151.113 | 170.5727 | 169.6617

## Downstairs kwh all (hidden)
Time Bucket (America/New_York) | 118 Main Panel-Mains_A (kWhs) | 118 Main Panel-Mains_B (kWhs) | 118 Main Panel-Heat Pump-Compressor (kWhs) | 118 Main Panel-Heat Pump-Compressor (kWhs) | 118 Main Panel-Fridge/Freezer-Fridges/freezer (kWhs) | 118 Main Panel-Other-ERV (kWhs) | 118 Main Panel-Kitchen-1-Kitchen outlets (kWhs) | 118 Main Panel-Kitchen-2 Kitchen outlets (kWhs) | 118 Main Panel-Kitchen-Pantry outlets (kWhs) | 118 Main Panel-Pump-Solar Tank (kWhs) | 118 Main Panel-Other-Disposal-Kitchen (kWhs) | 118 Main Panel-Other-Disposal-Pantry (kWhs) | 118 Main Panel-Room/Multi-use Circuit-LR Outlets (kWhs) | 118 Main Panel-Room/Multi-use Circuit-Office lights/outlets (kWhs) | 118 Main Panel-Kitchen-Range Hood (kWhs) | 118 Main Panel-Lights-Kitchen/ Exterior Lights (kWhs) | 118 Main Panel-Water Heater-Water Heater (kWhs) | 118 Main Panel-Pump-Sump Pump/Garage (kWhs)
2022-10-02 | 0.5566 | 0.7631 | 0.076 | 0.0811 | 0.3147 | 0 | 0 | 0.0002 | 0 | 0 | 0 | 0 | 0.0176 | 0.1494 | 0.2025 | 0.0007 | 0 | 0.0878
2022-10-03 | 5.0403 | 4.7366 | 0.4583 | 0.4917 | 1.6709 | 0 | 0 | 0.0025 | 0 | 0.5009 | 0 | 0 | 0.1825 | 1.4081 | 0.8809 | 0 | 1.3444 | 0.5315
2022-10-04 | 3.5093 | 4.2146 | 0.457 | 0.4897 | 1.666 | 0 | 0 | 0.0024 | 0 | 0.1256 | 0 | 0 | 0.1067 | 0.5447 | 0.8144 | 0.0049 | 0.6694 | 0.542
2022-10-05 | 4.6612 | 4.4532 | 0.4537 | 0.4874 | 1.6149 | 0 | 0 | 0.0022 | 0 | 0.186 | 0 | 0 | 0.107 | 1.2995 | 0.758 | 0 | 1.348 | 0.542
2022-10-06 | 4.1489 | 3.387 | 0.3423 | 0.369 | 1.797 | 0 | 0 | 0.0026 | 0 | 0.4775 | 0 | 0 | 0.0342 | 1.0066 | 0 | 0 | 0.679 | 0.5309
2022-10-07 | 4.7232 | 3.7278 | 0.2901 | 0.3126 | 1.8652 | 0 | 0 | 0.0024 | 0 | 0.5354 | 0 | 0 | 0.0341 | 1.2332 | 0 | 0.0032 | 1.3225 | 0.5332
2022-10-08 | 6.7736 | 3.9907 | 0.4598 | 0.4953 | 1.8902 | 0 | 0.115 | 0.0026 | 0 | 0.3175 | 0 | 0 | 0.0267 | 3.0792 | 0 | 0.2776 | 1.2602 | 0.5549
2022-10-09 | 5.5963 | 3.3509 | 0.4418 | 0.5057 | 1.7033 | 0 | 0 | 0.0028 | 0 | 0.9407 | 0 | 0 | 0.0324 | 1.7556 | 0 | 0.0326 | 0.6068 | 0.5973
2022-10-10 | 5.2599 | 4.9939 | 0.4281 | 0.52 | 1.7826 | 0 | 0 | 0.0036 | 0 | 0.5585 | 0 | 0 | 0.7971 | 0.7106 | 0 | 0.8607 | 1.2811 | 0.5693
2022-10-11 | 5.5265 | 3.4049 | 0.43 | 0.5231 | 1.734 | 0 | 0 | 0.004 | 0 | 0.9081 | 0 | 0 | 0.0325 | 0.6084 | 0 | 1.1992 | 0.6606 | 0.5603
2022-10-12 | 4.9525 | 3.6068 | 0.3231 | 0.4077 | 1.6911 | 0 | 0 | 0.0036 | 0 | 0.6174 | 0 | 0 | 0.0324 | 0.9887 | 0 | 0.3027 | 1.3591 | 0.5636
2022-10-13 | 4.6295 | 3.6461 | 0.3973 | 0.4876 | 1.9474 | 0 | 0 | 0.0034 | 0 | 0.0215 | 0 | 0 | 0.0326 | 1.4106 | 0 | 0.3325 | 0.7674 | 0.5782
2022-10-14 | 5.1327 | 3.8177 | 0.4017 | 0.4911 | 1.9086 | 0 | 0 | 0.0033 | 0 | 0.4217 | 0 | 0 | 0.0324 | 1.9601 | 0 | 0 | 0.693 | 0.8194
2022-10-15 | 4.631 | 3.8744 | 0.3652 | 0.4509 | 1.9159 | 0 | 0 | 0.0036 | 0 | 0.9396 | 0 | 0 | 0.0324 | 0.6021 | 0 | 0 | 1.3889 | 0.5593
2022-10-16 | 4.8492 | 3.4933 | 0.3926 | 0.4802 | 1.7867 | 0 | 0 | 0.0032 | 0 | 0.8287 | 0 | 0 | 0.0322 | 0.7221 | 0 | 0 | 0.8139 | 0.5871
2022-10-17 | 5.3033 | 3.5213 | 0.4271 | 0.52 | 1.8204 | 0 | 0 | 0.0031 | 0 | 0.0001 | 0 | 0 | 0.022 | 2.1171 | 0 | 0.0046 | 0.7584 | 0.4439
2022-10-18 | 6.8753 | 3.619 | 0.4289 | 0.5228 | 1.8393 | 0 | 0 | 0.0032 | 0 | 0.5671 | 0 | 0 | 0.0355 | 2.7013 | 0 | 0 | 0.7066 | 0.4513
2022-10-19 | 4.5622 | 3.6144 | 0.4282 | 0.521 | 1.6305 | 0 | 0 | 0.0033 | 0 | 0.8951 | 0 | 0 | 0.0328 | 0.8859 | 0 | 0.1328 | 1.3213 | 0.5146
2022-10-20 | 4.6202 | 3.4096 | 0.4259 | 0.5191 | 1.7436 | 0 | 0 | 0.003 | 0 | 0.6605 | 0 | 0 | 0.0324 | 2.0343 | 0 | 0.0006 | 0.6899 | 0.5549
2022-10-21 | 5.1194 | 3.6422 | 0.427 | 0.5194 | 1.6293 | 0 | 0 | 0.0031 | 0 | 0.7103 | 0 | 0 | 0.0326 | 2.0036 | 0 | 0.0034 | 1.3742 | 0.5537
2022-10-22 | 3.2314 | 2.9579 | 0.3875 | 0.4774 | 1.6654 | 0 | 0 | 0.0035 | 0 | 0.7258 | 0 | 0 | 0.0327 | 0.9402 | 0 | 0.0014 | 0 | 0.5629
2022-10-23 | 2.2009 | 3.0521 | 0.4218 | 0.5149 | 1.7295 | 0 | 0 | 0.0027 | 0 | 0.0333 | 0 | 0 | 0.0477 | 0.586 | 0 | 0 | 0 | 0.5524
2022-10-24 | 3.3707 | 2.9911 | 0.4244 | 0.5209 | 1.6751 | 0 | 0 | 0.003 | 0 | 0.0001 | 0 | 0 | 0.0325 | 1.7122 | 0 | 0.0758 | 0 | 0.5562
2022-10-25 | 3.4255 | 3.0758 | 0.4219 | 0.5195 | 1.7646 | 0 | 0 | 0.0029 | 0 | 0.2584 | 0 | 0 | 0.0324 | 1.6093 | 0 | 0.0006 | 0 | 0.5558
2022-10-26 | 4.8153 | 3.052 | 0.3844 | 0.4802 | 1.7692 | 0 | 0 | 0.003 | 0 | 0.2135 | 0 | 0 | 0.0324 | 2.6932 | 0 | 0 | 0 | 0.4729
2022-10-27 | 3.2336 | 3.1551 | 0.4251 | 0.5206 | 1.8379 | 0 | 0 | 0.0032 | 0 | 0.9385 | 0 | 0 | 0.0324 | 0.6279 | 0 | 0.0794 | 0 | 0.5657
2022-10-28 | 4.8549 | 3.0018 | 0.4257 | 0.52 | 1.6754 | 0 | 0 | 0.0031 | 0 | 0.8554 | 0 | 0 | 0.0325 | 2.462 | 0 | 0.0021 | 0 | 0.5579
2022-10-29 | 4.3171 | 3.0354 | 0.4249 | 0.5167 | 1.7079 | 0 | 0 | 0.0034 | 0 | 0.8413 | 0 | 0 | 0.0327 | 1.7863 | 0 | 0.0013 | 0 | 0.5591
2022-10-30 | 4.1888 | 2.9064 | 0.427 | 0.5136 | 1.5777 | 0 | 0 | 0.005 | 0.0001 | 0.6156 | 0 | 0 | 0.0325 | 1.7885 | 0 | 0.0008 | 0 | 0.5563
2022-10-31 | 3.144 | 2.878 | 0.4277 | 0.5157 | 1.5503 | 0 | 0 | 0.0051 | 0.0001 | 0.7734 | 0 | 0 | 0.0328 | 0.5698 | 0 | 0.001 | 0 | 0.556
2022-11-01 | 3.98 | 2.9886 | 0.4291 | 0.5192 | 1.6576 | 0 | 0 | 0.005 | 0.0001 | 0.0251 | 0 | 0 | 0.0327 | 1.8965 | 0 | 0.0191 | 0 | 0.5066
2022-11-02 | 5.1654 | 2.9446 | 0.3771 | 0.4627 | 1.6597 | 0 | 0 | 0.0054 | 0.0001 | 0.8995 | 0 | 0 | 0.0326 | 2.5227 | 0 | 0 | 0 | 0.5552
2022-11-03 | 4.538 | 3.2843 | 0.4315 | 0.5224 | 1.7568 | 0 | 0 | 0.0058 | 0.0001 | 0.7818 | 0 | 0 | 0.0326 | 1.2831 | 0 | 0.5393 | 0 | 0.8083
2022-11-04 | 3.2596 | 2.913 | 0.346 | 0.4283 | 1.6624 | 0 | 0 | 0.0052 | 0.0001 | 0.5151 | 0 | 0 | 0.0328 | 0.991 | 0 | 0.0355 | 0 | 0.556
2022-11-05 | 2.6666 | 2.8443 | 0.2095 | 0.2779 | 1.7251 | 0 | 0 | 0.0054 | 0.0001 | 0.4978 | 0 | 0 | 0.0325 | 0.5751 | 0 | 0 | 0 | 0.552
2022-11-06 | 2.319 | 2.8907 | 0 | 0.0515 | 1.9337 | 0 | 0 | 0.0054 | 0.0001 | 0.2667 | 0 | 0 | 0.0323 | 0.5973 | 0 | 0 | 0 | 0.5717
2022-11-07 | 2.6216 | 2.929 | 0.099 | 0.158 | 1.9118 | 0 | 0 | 0.0053 | 0.0001 | 0.5571 | 0 | 0 | 0.0324 | 0.574 | 0 | 0 | 0 | 0.5513
2022-11-08 | 3.9295 | 3.3197 | 0.4298 | 0.5166 | 1.8353 | 0 | 0 | 0.0052 | 0.0001 | 0.7255 | 0 | 0 | 0.0446 | 0.5725 | 0 | 0.7581 | 0 | 0.5576
2022-11-09 | 10.5714 | 7.3 | 3.3792 | 3.3457 | 1.8385 | 0 | 0 | 0.0224 | 0.0523 | 0.7745 | 0 | 0 | 0.0239 | 2.4453 | 0 | 0.6706 | 1.8465 | 0.446
2022-11-10 | 10.1394 | 5.9419 | 2.3723 | 2.3266 | 1.9646 | 0 | 0 | 0.0032 | 0 | 0.8846 | 0 | 0 | 0.0238 | 3.2442 | 0.0001 | 0.5789 | 0 | 0.4469
2022-11-11 | 8.2908 | 3.8579 | 0.6024 | 0.685 | 1.9678 | 0.0003 | 0 | 0.0023 | 0.0798 | 0.2862 | 0 | 0 | 0.0238 | 3.4089 | 0 | 1.3143 | 0 | 0.5596
2022-11-12 | 7.9998 | 3.5598 | 0.209 | 0.3278 | 2.0386 | 0.0003 | 0 | 0.0027 | 0 | 0.6955 | 0 | 0 | 0.0239 | 3.508 | 0 | 0.8166 | 0.7533 | 0.5542
2022-11-13 | 8.5917 | 4.4473 | 0.5183 | 0.5961 | 1.8782 | 0.0003 | 0 | 0.0012 | 0.0289 | 0.0001 | 0 | 0 | 0.0228 | 3.4555 | 0 | 1.0875 | 2.0891 | 0.5538
2022-11-14 | 9.0733 | 4.371 | 0.5202 | 0.599 | 1.7528 | 0.0002 | 0 | 0.0014 | 0 | 0.8938 | 0 | 0 | 0.0241 | 3.1419 | 0.0001 | 0.9847 | 2.4084 | 0.5549
2022-11-15 | 11.205 | 6.7298 | 3.7976 | 3.7271 | 1.4303 | 0.0003 | 0 | 0.0014 | 0 | 0.5759 | 0 | 0 | 0.0236 | 3.2704 | 0 | 0.8305 | 0.8441 | 0.5581
2022-11-16 | 10.6555 | 8.2462 | 3.4315 | 3.4014 | 1.7238 | 0.0001 | 0 | 0.0012 | 0.1129 | 0.0001 | 0 | 0 | 0.0255 | 3.5119 | 0 | 0.1391 | 2.7825 | 0.6125
2022-11-17 | 10.505 | 7.2409 | 1.3659 | 1.4052 | 1.7488 | 0.0001 | 0 | 0.0013 | 0.0387 | 0.5622 | 0 | 0 | 0.0256 | 3.5629 | 0.2428 | 0.3992 | 4.7304 | 0.5589
2022-11-18 | 10.0181 | 6.2095 | 2.4066 | 2.3988 | 1.5401 | 0.0002 | 0 | 0.0013 | 0.122 | 0.7715 | 0.0038 | 0 | 0.0281 | 3.4194 | 0.0102 | 0.5686 | 1.2541 | 0.5579
2022-11-19 | 10.2179 | 6.7336 | 3.2381 | 3.187 | 1.5795 | 0.0001 | 0 | 0.0014 | 0 | 0.808 | 0.0003 | 0 | 0.0335 | 3.2281 | 0.0054 | 0.5323 | 0.825 | 0.5569
2022-11-20 | 11.1176 | 7.7706 | 4.5018 | 4.3841 | 1.5709 | 0.0001 | 0 | 0.0012 | 0.127 | 0.768 | 0.0004 | 0 | 0.0335 | 2.737 | 0.0073 | 0.0604 | 0 | 0.5567
2022-11-21 | 10.3093 | 9.2647 | 6.0943 | 5.8933 | 1.5497 | 0 | 0 | 0.0013 | 0.0805 | 0.7813 | 0.0003 | 0 | 0.0337 | 1.1467 | 0 | 0.15 | 0 | 0.5582
2022-11-22 | 10.1512 | 7.4242 | 3.6126 | 3.5428 | 1.4742 | 0.0001 | 0 | 0.0018 | 0 | 0.7992 | 0 | 0 | 0.0336 | 2.7647 | 0 | 0.4057 | 1.5444 | 0.5575
2022-11-23 | 6.9443 | 5.5596 | 2.0691 | 2.0815 | 1.5502 | 0.0001 | 0 | 0.0031 | 0 | 0.6398 | 0 | 0 | 0.0339 | 1.6285 | 0 | 0.3665 | 0.7308 | 0.5577
2022-11-24 | 7.1463 | 7.2387 | 3.7136 | 3.6385 | 1.608 | 0 | 0 | 0.0032 | 0 | 0.7566 | 0 | 0 | 0.034 | 0.6324 | 0 | 0.0001 | 0.6998 | 0.5614
2022-11-25 | 8.0409 | 5.3993 | 1.8443 | 1.8693 | 1.581 | 0.0002 | 0 | 0.0028 | 0 | 0.0001 | 0 | 0 | 0.0339 | 2.6059 | 0 | 1.1439 | 0.8072 | 0.5592
2022-11-26 | 7.8262 | 5.7405 | 2.2159 | 2.2179 | 1.5931 | 0.0001 | 0 | 0.0031 | 0 | 0.839 | 0 | 0 | 0.0349 | 2.3372 | 0 | 0.2493 | 0.7216 | 0.5542
2022-11-27 | 5.4697 | 6.2238 | 2.3863 | 2.3865 | 1.5949 | 0 | 0 | 0.0031 | 0 | 0.0383 | 0 | 0 | 0.0337 | 0.6002 | 0 | 0 | 1.3668 | 0.5719
2022-11-28 | 6.7988 | 5.0173 | 1.474 | 1.516 | 1.6526 | 0.0001 | 0 | 0.003 | 0 | 0.4591 | 0 | 0 | 0.0336 | 2.1702 | 0 | 0.4772 | 0.6636 | 0.554
2022-11-29 | 10.0277 | 7.4103 | 3.5805 | 3.5112 | 1.5865 | 0.0003 | 0 | 0.0028 | 0.0055 | 0.2274 | 0 | 0 | 0.0336 | 3.1687 | 0 | 0.2319 | 1.3554 | 0.5556
2022-11-30 | 6.1946 | 5.6366 | 2.2678 | 2.2729 | 1.443 | 0 | 0 | 0.0027 | 0 | 0.0001 | 0 | 0 | 0.0337 | 1.2207 | 0 | 0.4207 | 0.649 | 0.6362
2022-12-01 | 7.6727 | 7.2622 | 3.2999 | 3.2407 | 1.668 | 0.0001 | 0 | 0.0028 | 0 | 0.5329 | 0 | 0 | 0.0337 | 0.7769 | 0 | 0.1632 | 1.3779 | 0.4807
2022-12-02 | 9.5054 | 8.2704 | 4.4928 | 4.3736 | 1.5618 | 0.0002 | 0 | 0.0031 | 0 | 0.8014 | 0 | 0 | 0.0339 | 1.5621 | 0 | 0.0076 | 1.3281 | 0.5155
2022-12-03 | 8.1528 | 5.5587 | 2.0349 | 2.044 | 1.6176 | 0.0003 | 0 | 0.0028 | 0 | 0.0001 | 0 | 0 | 0.0336 | 3.226 | 0 | 0.413 | 0.6521 | 0.5672
2022-12-04 | 6.9123 | 6.6842 | 2.8802 | 2.8398 | 1.5648 | 0 | 0 | 0.003 | 0 | 0.574 | 0 | 0 | 0.0337 | 1.057 | 0 | 0 | 1.3226 | 0.553
2022-12-05 | 7.8588 | 7.7719 | 4.3588 | 4.2438 | 1.5157 | 0 | 0 | 0.003 | 0 | 0.7 | 0 | 0 | 0.0339 | 0.5679 | 0 | 0.0061 | 0.7004 | 0.4878
2022-12-06 | 8.8095 | 6.5808 | 2.6854 | 2.6601 | 1.6197 | 0.0001 | 0 | 0.0029 | 0 | 0.1071 | 0 | 0 | 0.0571 | 2.7492 | 0 | 0.4995 | 1.3824 | 0.5539
2022-12-07 | 6.6553 | 4.8942 | 1.4731 | 1.5074 | 1.5732 | 0.0001 | 0 | 0.0029 | 0 | 0.0001 | 0 | 0 | 0.0336 | 2.2257 | 0 | 0.451 | 0.6861 | 0.7566
2022-12-08 | 4.9016 | 4.503 | 1.1927 | 1.2371 | 1.6421 | 0 | 0 | 0.0025 | 0 | 0.8567 | 0 | 0 | 0.0337 | 0.737 | 0 | 0.0817 | 1.365 | 0.5603
2022-12-09 | 8.4728 | 6.8456 | 3.5844 | 3.5092 | 1.5422 | 0.0002 | 0 | 0.0027 | 0 | 0.7818 | 0 | 0 | 0.0337 | 2.0602 | 0 | 0.0002 | 1.3756 | 0.554
2022-12-10 | 8.9668 | 8.3889 | 5.4887 | 5.316 | 1.5253 | 0.0001 | 0 | 0.0025 | 0 | 0.0001 | 0 | 0 | 0.0338 | 1.8125 | 0 | 0.0008 | 0.6469 | 0.5517
2022-12-11 | 12.1242 | 11.156 | 7.8515 | 7.5597 | 1.5305 | 0.0002 | 0 | 0.0025 | 0 | 0.0001 | 0 | 0 | 0.0335 | 1.7271 | 0 | 0.569 | 1.38 | 0.5571
2022-12-12 | 11.5403 | 11.982 | 9.1139 | 8.7573 | 1.4363 | 0 | 0 | 0.003 | 0 | 0.5581 | 0 | 0 | 0.0339 | 0.5833 | 0 | 0 | 0.6462 | 0.5726
2022-12-13 | 9.8901 | 9.7501 | 6.4055 | 6.1854 | 1.5866 | 0 | 0 | 0.0031 | 0 | 0.788 | 0 | 0 | 0.0337 | 0.6799 | 0 | 0.2841 | 1.3755 | 0.5608
2022-12-14 | 10.5518 | 10.6219 | 7.4166 | 7.1469 | 1.4485 | 0 | 0 | 0.0031 | 0 | 0.747 | 0 | 0 | 0.0339 | 0.7275 | 0 | 0 | 1.3494 | 0.5578
2022-12-15 | 8.7386 | 8.9346 | 5.9428 | 5.7508 | 1.5836 | 0 | 0 | 0.0028 | 0 | 0.0001 | 0 | 0 | 0.0339 | 0.5822 | 0 | 0.1431 | 0.6604 | 0.7543
2022-12-16 | 6.9669 | 7.8883 | 3.8843 | 3.8019 | 1.5501 | 0 | 0 | 0.0028 | 0 | 0.0001 | 0 | 0 | 0.0338 | 0.8151 | 0 | 0.2702 | 1.3437 | 1.3253
2022-12-17 | 9.0615 | 8.3616 | 4.4502 | 4.331 | 1.603 | 0.0001 | 0 | 0.0025 | 0.0001 | 0.07 | 0 | 0 | 0.075 | 1.402 | 0.0009 | 0.5409 | 1.7089 | 0.9402
2022-12-18 | 13.687 | 11.0252 | 7.2 | 6.9408 | 1.6963 | 0 | 0 | 0.0008 | 0.0001 | 0.3309 | 0 | 0 | 0.0313 | 1.0569 | 0.1372 | 1.2924 | 1.1944 | 0.6164
2022-12-19 | 15.4612 | 12.9672 | 8.3814 | 8.0675 | 1.606 | 0.0002 | 0 | 0.0014 | 0.0793 | 0.5255 | 0 | 0 | 0.1435 | 1.6663 | 0.1277 | 1.3758 | 2.6525 | 0.5687
2022-12-20 | 14.82 | 13.239 | 9.1299 | 8.7863 | 1.7001 | 0.0001 | 0 | 0.0009 | 0.0561 | 0.8031 | 0.0009 | 0 | 0.0017 | 1.2277 | 0.0578 | 0.6587 | 1.7667 | 0.5621
2022-12-21 | 13.5491 | 12.3646 | 8.3668 | 8.0562 | 1.7608 | 0.0001 | 0 | 0.002 | 0.0385 | 0.7697 | 0 | 0 | 0.2543 | 0.8296 | 0.055 | 1.0251 | 1.2932 | 0.5617
2022-12-22 | 15.1256 | 13.0756 | 7.7724 | 7.4885 | 1.6478 | 0.0001 | 0 | 0.0008 | 0.133 | 0.0836 | 0.0014 | 0 | 0.1126 | 0.8033 | 0.2458 | 0.7707 | 3.3132 | 0.5831
2022-12-23 | 10.9061 | 9.5155 | 2.8538 | 2.8279 | 1.8959 | 0.0001 | 0 | 0.0006 | 0.0001 | 0.013 | 0 | 0 | 0 | 1.5929 | 0.1382 | 1.9242 | 3.8078 | 2.0001
2022-12-24 | 26.9368 | 22.5565 | 17.1541 | 16.4075 | 1.4022 | 0 | 0 | 0.0197 | 0.0001 | 0.7045 | 0.0006 | 0 | 0.0118 | 0.7107 | 0 | 3.1612 | 3.3451 | 0.751
2022-12-25 | 21.0194 | 19.2007 | 15.0859 | 14.4402 | 1.8598 | 0 | 0 | 0.0005 | 0.0001 | 0.7634 | 0 | 0 | 0.0303 | 0.6105 | 0 | 2.2362 | 1.0633 | 0.5514
2022-12-26 | 14.5957 | 13.9234 | 10.4251 | 9.9941 | 1.5763 | 0.0001 | 0 | 0.0004 | 0.0001 | 0.7878 | 0 | 0 | 0.0528 | 0.7687 | 0 | 0.0105 | 1.3968 | 0.5627
2022-12-27 | 12.6783 | 13.04 | 9.9001 | 9.4967 | 1.5815 | 0 | 0 | 0.0004 | 0.0001 | 0.5352 | 0 | 0 | 0.0527 | 0.6796 | 0 | 0.0967 | 0.6941 | 0.5647
2022-12-28 | 12.5531 | 12.899 | 8.9832 | 8.6249 | 1.7381 | 0 | 0 | 0.0004 | 0.0001 | 0.2255 | 0 | 0 | 0.0527 | 0.8488 | 0 | 0.4261 | 1.9722 | 0.6399
2022-12-29 | 9.1003 | 8.3884 | 5.1084 | 4.9514 | 1.5702 | 0 | 0 | 0.0005 | 0.0001 | 0.6383 | 0 | 0 | 0.0528 | 1.7877 | 0 | 0.0366 | 1.1827 | 0.5616
2022-12-30 | 7.6687 | 7.1274 | 3.2196 | 3.1586 | 1.5987 | 0 | 0.054 | 0.0005 | 0.0001 | 0.6488 | 0.0024 | 0 | 0.0531 | 1.4164 | 0 | 0.1584 | 2.3439 | 0.5673
2022-12-31 | 4.2251 | 5.2753 | 1.7652 | 1.7816 | 1.7603 | 0 | 0 | 0.0004 | 0.0001 | 0.009 | 0 | 0 | 0.1233 | 0.7845 | 0 | 0 | 1.261 | 0.5691
2023-01-01 | 5.4482 | 5.3317 | 1.4819 | 1.5121 | 1.6322 | 0.0001 | 0 | 0.0005 | 0.0001 | 0.7052 | 0 | 0 | 0.0528 | 0.9718 | 0 | 0.0272 | 2.3703 | 0.569
2023-01-02 | 9.2683 | 9.9372 | 5.3221 | 5.1531 | 1.5883 | 0 | 0 | 0.0004 | 0.0001 | 0.1995 | 0.0009 | 0 | 0.0527 | 0.8057 | 0 | 0.1193 | 3.8508 | 0.5644
2023-01-03 | 7.5657 | 8.9522 | 5.4509 | 5.2772 | 1.7503 | 0 | 0 | 0.0004 | 0.0001 | 0.0001 | 0 | 0 | 0.0528 | 0.6607 | 0 | 0 | 1.1841 | 0.6093
2023-01-04 | 7.739 | 7.6256 | 4.1593 | 4.0537 | 1.6045 | 0 | 0 | 0.0004 | 0.0001 | 0.0617 | 0 | 0 | 0.0527 | 0.8723 | 0 | 1.0149 | 1.349 | 0.6407
2023-01-05 | 8.5368 | 7.9556 | 4.9197 | 4.7772 | 1.4732 | 0 | 0 | 0.0004 | 0.0001 | 0.0001 | 0 | 0 | 0.0525 | 0.9822 | 0 | 1.4025 | 0.6679 | 0.6763
2023-01-06 | 13.0942 | 11.9237 | 7.8905 | 7.5921 | 1.7085 | 0.0001 | 0 | 0.0003 | 0.0065 | 0.0001 | 0.0017 | 0 | 0.0525 | 2.2699 | 0 | 0.8072 | 2.3173 | 0.585
2023-01-07 | 14.3523 | 15.0842 | 10.2481 | 9.83 | 1.6731 | 0 | 0 | 0.0005 | 0.0001 | 0.455 | 0 | 0 | 0.0525 | 0.6337 | 0 | 0.3643 | 3.784 | 0.5811
2023-01-08 | 14.7104 | 15.035 | 11.4472 | 10.971 | 1.7423 | 0 | 0 | 0.0005 | 0.0001 | 0.7878 | 0 | 0 | 0.07 | 0.8446 | 0 | 0.4225 | 1.1613 | 0.5588
2023-01-09 | 12.0384 | 13.1151 | 9.5965 | 9.221 | 1.6481 | 0 | 0 | 0.0013 | 0.0001 | 0.5952 | 0 | 0 | 0.0527 | 0.4615 | 0 | 0 | 1.2956 | 0.5613
2023-01-10 | 13.567 | 11.4995 | 8.4385 | 8.1118 | 1.6291 | 0.0001 | 0 | 0.0022 | 0.0119 | 0.6212 | 0 | 0 | 0.0521 | 2.9135 | 0 | 0.521 | 0.6484 | 0.4999
2023-01-11 | 15.6076 | 16.0182 | 12.2481 | 11.7418 | 1.8087 | 0 | 0 | 0.0024 | 0.0001 | 0.5068 | 0 | 0 | 0.0525 | 1.4975 | 0 | 0.0017 | 1.377 | 0.561
2023-01-12 | 12.5379 | 13.177 | 9.5 | 9.1298 | 1.7738 | 0 | 0 | 0.0022 | 0.0001 | 0 | 0.0039 | 0 | 0.0797 | 1.4194 | 0 | 0.1234 | 1.2806 | 0.6179
2023-01-13 | 6.7076 | 7.3711 | 3.809 | 3.7352 | 1.728 | 0 | 0 | 0.0025 | 0.0001 | 0.0583 | 0 | 0 | 0.0528 | 1.1998 | 0 | 0.002 | 1.2613 | 0.6122
2023-01-14 | 13.2927 | 12.3941 | 8.8327 | 8.4918 | 1.7703 | 0 | 0 | 0.0022 | 0.0001 | 0.0001 | 0 | 0 | 0.0525 | 3.1296 | 0 | 0.0108 | 1.2088 | 0.5585
2023-01-15 | 14.1288 | 13.9935 | 9.7101 | 9.3271 | 1.9347 | 0 | 0 | 0.0024 | 0 | 0.0001 | 0.0013 | 0 | 0.0525 | 1.9391 | 0 | 0.4796 | 2.2893 | 0.5538
2023-01-16 | 17.4164 | 16.2954 | 11.7604 | 11.2746 | 1.8293 | 0 | 0 | 0.0021 | 0.0001 | 0.0001 | 0.0028 | 0 | 0.0518 | 2.9993 | 0 | 0.5815 | 2.9247 | 0.5516
2023-01-17 | 11.0845 | 11.5918 | 7.9934 | 7.6964 | 1.8049 | 0 | 0 | 0.0026 | 0.0001 | 0.6731 | 0 | 0 | 0.0525 | 1.0302 | 0 | 0.0013 | 1.1642 | 0.5646
2023-01-18 | 9.5387 | 8.9348 | 5.4032 | 5.2378 | 1.7261 | 0 | 0 | 0.0026 | 0.0001 | 0.6302 | 0 | 0 | 0.0525 | 1.5845 | 0 | 0.3808 | 1.3207 | 0.5576
2023-01-19 | 13.2744 | 11.7556 | 8.4512 | 8.1283 | 1.7522 | 0 | 0 | 0.0023 | 0.0001 | 0.0001 | 0 | 0 | 0.0523 | 3.3733 | 0 | 0.2137 | 0.6698 | 0.5679
2023-01-20 | 9.7289 | 9.5688 | 5.5842 | 5.4009 | 1.8941 | 0 | 0 | 0.0022 | 0.0198 | 0.0001 | 0 | 0 | 0.0527 | 2.1525 | 0 | 0.1619 | 1.3246 | 0.86
2023-01-21 | 13.6286 | 12.016 | 7.5355 | 7.2541 | 1.5928 | 0.0001 | 0 | 0.0022 | 0 | 0.0086 | 0.0047 | 0 | 0.0976 | 2.869 | 0 | 0.1609 | 3.3264 | 0.5792
2023-01-22 | 14.3153 | 11.73 | 8.5998 | 8.2595 | 1.3615 | 0 | 0 | 0.0021 | 0.0001 | 0.0001 | 0 | 0 | 0.0539 | 2.8954 | 0 | 1.0195 | 1.1043 | 0.5829
2023-01-23 | 14.2035 | 13.0305 | 8.7951 | 8.4483 | 1.7905 | 0.0002 | 0 | 0.0021 | 0.0001 | 0.0001 | 0 | 0 | 0.0537 | 2.8525 | 0 | 0.4324 | 1.2535 | 1.1951
2023-01-24 | 14.1066 | 11.6754 | 8.1106 | 7.7889 | 1.4921 | 0.0001 | 0 | 0.0022 | 0.0001 | 0.0577 | 0 | 0 | 0.054 | 2.5435 | 0 | 1.2339 | 1.6768 | 0.6337
2023-01-25 | 12.2253 | 12.3543 | 8.9438 | 8.5865 | 1.456 | 0 | 0 | 0.0025 | 0.0001 | 0.0655 | 0 | 0 | 0.054 | 1.209 | 0 | 0.1738 | 1.2984 | 0.6663
2023-01-26 | 9.4536 | 10.4874 | 5.9635 | 5.7653 | 1.7604 | 0 | 0 | 0.0022 | 0.0001 | 0.1535 | 0 | 0 | 0.0541 | 1.7095 | 0 | 0 | 0.6744 | 1.8409
2023-01-27 | 13.2095 | 10.3007 | 6.5833 | 6.3513 | 1.6351 | 0 | 0 | 0.0026 | 0.0001 | 0.8554 | 0.0045 | 0 | 0.0881 | 3.1906 | 0 | 0.4405 | 1.4574 | 0.7221
2023-01-28 | 11.8618 | 8.9043 | 5.6774 | 5.4887 | 1.5199 | 0 | 0 | 0.002 | 0.0001 | 0.7438 | 0 | 0 | 0.0544 | 1.2562 | 0 | 2.2656 | 0.7729 | 0.5863
2023-01-29 | 10.1767 | 8.941 | 5.608 | 5.4223 | 1.798 | 0.0002 | 0 | 0.0017 | 0.0001 | 0.1275 | 0 | 0 | 0.0535 | 2.335 | 0 | 0 | 0.7906 | 0.5701
2023-01-30 | 8.821 | 8.395 | 4.937 | 4.7881 | 1.6345 | 0 | 0 | 0.0019 | 0 | 0.6661 | 0 | 0 | 0.0542 | 1.1827 | 0 | 0 | 1.4365 | 0.5513
2023-01-31 | 11.0971 | 9.3914 | 6.1091 | 5.9008 | 1.4803 | 0 | 0 | 0.0018 | 0.0001 | 0.2727 | 0 | 0 | 0.0539 | 2.7813 | 0 | 0.0017 | 1.3279 | 0.5536
2023-02-01 | 13.7229 | 13.5142 | 10.1964 | 9.7811 | 1.7351 | 0 | 0 | 0.0018 | 0.0001 | 0.8658 | 0 | 0 | 0.0537 | 1.1735 | 0 | 0 | 0.6998 | 0.5533
2023-02-02 | 14.893 | 12.3752 | 8.994 | 8.6392 | 1.5115 | 0.0001 | 0 | 0.002 | 0.0001 | 0.8071 | 0 | 0 | 0.0539 | 3.1909 | 0 | 0.0168 | 1.3224 | 0.5557
2023-02-03 | 22.4534 | 22.179 | 18.74 | 17.9212 | 1.5265 | 0.0001 | 0 | 0.0025 | 0.0001 | 0.7786 | 0 | 0 | 0.0653 | 1.6257 | 0 | 0.1585 | 0.7087 | 0.5562
2023-02-04 | 25.8472 | 25.1922 | 21.352 | 20.4307 | 1.8374 | 0 | 0 | 0.0022 | 0.0001 | 0.6378 | 0.0054 | 0 | 0.0479 | 2.8871 | 0 | 0.0042 | 0.7077 | 0.5682
2023-02-05 | 10.8897 | 11.0281 | 7.3813 | 7.1105 | 1.67 | 0 | 0 | 0.0028 | 0.0001 | 0.6613 | 0 | 0 | 0.0486 | 1.2468 | 0 | 0 | 1.5457 | 0.5643
2023-02-06 | 10.0067 | 9.7711 | 6.3873 | 6.1649 | 1.5332 | 0 | 0 | 0.0026 | 0.0001 | 0.4736 | 0 | 0 | 0.0487 | 1.6138 | 0 | 0.0007 | 1.3865 | 0.5594
2023-02-07 | 11.8755 | 9.6001 | 6.4529 | 6.2284 | 1.644 | 0.0001 | 0 | 0.0028 | 0.0001 | 0.7316 | 0 | 0 | 0.0484 | 2.9097 | 0 | 0.4304 | 0.6535 | 0.5577
2023-02-08 | 10.8177 | 10.3021 | 6.7676 | 6.5243 | 1.6498 | 0.0001 | 0 | 0.0028 | 0.0001 | 0.6261 | 0 | 0 | 0.0484 | 1.6872 | 0 | 0.1267 | 1.4393 | 0.5574
2023-02-09 | 9.2471 | 9.6384 | 6.5571 | 6.3279 | 1.5466 | 0 | 0 | 0.0028 | 0.0001 | 0.2645 | 0 | 0 | 0.0486 | 1.1876 | 0 | 0 | 0.7232 | 0.557
2023-02-10 | 12.7351 | 11.3535 | 7.9771 | 7.672 | 1.8044 | 0.0002 | 0 | 0.0029 | 0.0001 | 0.868 | 0.0012 | 0 | 0.0484 | 2.3929 | 0 | 0.0006 | 0.6801 | 0.5582
2023-02-11 | 12.6958 | 10.4013 | 6.5167 | 6.2887 | 1.9291 | 0.0001 | 0 | 0.0028 | 0.0001 | 0.8066 | 0 | 0 | 0.0483 | 2.3543 | 0 | 1.3534 | 1.5407 | 0.5625
2023-02-12 | 7.821 | 7.1064 | 3.9288 | 3.8285 | 1.7059 | 0 | 0 | 0.0024 | 0.0001 | 0.6905 | 0 | 0 | 0.0485 | 1.5894 | 0 | 0.331 | 0.7388 | 0.557
2023-02-13 | 9.2289 | 9.3092 | 5.9578 | 5.7598 | 1.4628 | 0 | 0 | 0.0026 | 0.0001 | 0.1663 | 0 | 0 | 0.0484 | 1.511 | 0 | 0.0001 | 1.4558 | 0.558
2023-02-14 | 7.9561 | 7.9604 | 4.7362 | 4.5986 | 1.7575 | 0 | 0 | 0.0027 | 0.0001 | 0.7595 | 0 | 0 | 0.0511 | 1.2027 | 0 | 0 | 0.6929 | 0.5539
2023-02-15 | 11.6995 | 9.0127 | 5.3188 | 5.1539 | 1.6425 | 0 | 0 | 0.0023 | 0.0001 | 0.4686 | 0 | 0 | 0.0509 | 4.167 | 0 | 0.2081 | 1.3915 | 0.757
2023-02-16 | 7.0137 | 6.0463 | 2.9565 | 2.9037 | 1.6622 | 0 | 0 | 0.0026 | 0.0001 | 0.4606 | 0 | 0 | 0.051 | 1.9997 | 0 | 0.3155 | 0.6809 | 0.5539
2023-02-17 | 12.3206 | 10.8903 | 7.0222 | 6.7593 | 1.7739 | 0 | 0 | 0.0023 | 0.0001 | 0.0202 | 0 | 0 | 0.0506 | 3.5731 | 0 | 0.0025 | 1.7249 | 0.5509
2023-02-18 | 12.8821 | 12.975 | 9.3562 | 8.9819 | 1.9406 | 0 | 0 | 0.0028 | 0.0001 | 0.9447 | 0 | 0 | 0.0506 | 1.4034 | 0 | 0 | 0.6933 | 0.5544
2023-02-19 | 10.003 | 8.7061 | 5.0726 | 4.9143 | 1.7435 | 0 | 0 | 0.0023 | 0.0001 | 0.2469 | 0 | 0 | 0.051 | 3.0465 | 0 | 0 | 1.4808 | 0.5537
2023-02-20 | 8.7708 | 7.2738 | 4.1418 | 4.0245 | 1.6026 | 0 | 0 | 0.0026 | 0.0001 | 0.7187 | 0 | 0 | 0.0507 | 2.6093 | 0 | 0.0017 | 0.7942 | 0.5522
2023-02-21 | 11.1435 | 9.0071 | 5.4734 | 5.2987 | 1.681 | 0.0001 | 0 | 0.0021 | 0.0001 | 0.0001 | 0 | 0 | 0.0509 | 3.8172 | 0 | 0.003 | 1.3615 | 0.4928
2023-02-22 | 11.5842 | 9.2479 | 5.9004 | 5.6982 | 1.7674 | 0.0001 | 0 | 0.0024 | 0.0001 | 0.508 | 0 | 0 | 0.051 | 3.7618 | 0 | 0 | 0.7447 | 0.557
2023-02-23 | 10.3802 | 9.5944 | 6.1635 | 5.952 | 1.521 | 0 | 0 | 0.0023 | 0.0398 | 0.0001 | 0 | 0 | 0.051 | 2.1529 | 0 | 0.422 | 1.3603 | 0.5524
2023-02-24 | 22.0501 | 18.9285 | 15.0878 | 14.4289 | 1.6893 | 0.0001 | 0 | 0.0024 | 0.0001 | 0.6986 | 0 | 0 | 0.0504 | 3.306 | 0 | 1.5331 | 1.2481 | 0.5585
2023-02-25 | 17.4561 | 16.1729 | 12.3616 | 11.8323 | 1.7482 | 0.0001 | 0 | 0.0021 | 0.0001 | 0.0837 | 0.0004 | 0 | 0.0509 | 2.5709 | 0 | 0.9527 | 1.2913 | 0.5524
2023-02-26 | 16.6513 | 17.5245 | 13.9337 | 13.3151 | 1.3913 | 0 | 0 | 0.0022 | 0.0001 | 0.1097 | 0 | 0 | 0.0506 | 1.1797 | 0 | 0 | 1.4303 | 0.5555
2023-02-27 | 13.8692 | 13.2983 | 9.9724 | 9.564 | 1.6142 | 0 | 0 | 0.0026 | 0.0001 | 0.7094 | 0 | 0 | 0.0507 | 1.634 | 0 | 0.3134 | 0.6909 | 0.5565
2023-02-28 | 14.4885 | 13.8461 | 10.1576 | 9.7481 | 1.6274 | 0 | 0 | 0.0019 | 0.0093 | 0.0001 | 0 | 0 | 0.0508 | 2.8491 | 0 | 0 | 1.3171 | 0.5844
2023-03-01 | 15.4082 | 13.0482 | 9.399 | 9.0194 | 1.5704 | 0 | 0 | 0.0025 | 0.0001 | 0.761 | 0 | 0 | 0.0508 | 3.7721 | 0 | 0 | 1.366 | 0.5858
2023-03-02 | 8.9264 | 8.9332 | 5.3189 | 5.1545 | 1.6777 | 0.0001 | 0 | 0.0024 | 0.0001 | 0.0336 | 0 | 0 | 0.0509 | 1.8545 | 0 | 0.2431 | 0.7594 | 0.9045
2023-03-03 | 12.051 | 11.7232 | 8.0108 | 7.7025 | 1.6365 | 0 | 0 | 0.0027 | 0.0001 | 0.7511 | 0 | 0 | 0.0511 | 1.6841 | 0 | 0 | 1.3818 | 0.5915
2023-03-04 | 17.0867 | 15.6145 | 11.5801 | 11.1095 | 1.4138 | 0.0001 | 0 | 0.0023 | 0.0001 | 0.0381 | 0 | 0 | 0.0507 | 3.3069 | 0 | 0.3113 | 1.3829 | 1.0271
2023-03-05 | 9.783 | 11.3704 | 7.6796 | 7.3907 | 1.7929 | 0 | 0 | 0.0022 | 0.0001 | 0.413 | 0 | 0 | 0.0511 | 0.4463 | 0 | 0 | 0.7389 | 0.7479
2023-03-06 | 10.2775 | 11.1372 | 7.4178 | 7.1531 | 1.5857 | 0 | 0 | 0.0028 | 0.0001 | 0.8965 | 0 | 0 | 0.0508 | 0.4702 | 0 | 0 | 1.4557 | 0.5962
2023-03-07 | 9.7922 | 10.7365 | 7.6305 | 7.3523 | 1.4288 | 0 | 0 | 0.0026 | 0.0001 | 0.6205 | 0 | 0 | 0.0508 | 0.4732 | 0 | 0 | 0.6614 | 0.5621
2023-03-08 | 11.0989 | 12.1701 | 8.466 | 8.1473 | 1.6386 | 0 | 0 | 0.0027 | 0.0001 | 0.7452 | 0 | 0 | 0.0512 | 0.4734 | 0 | 0 | 1.3799 | 0.5558
2023-03-09 | 9.4412 | 10.617 | 7.0446 | 6.817 | 1.5751 | 0 | 0 | 0.0039 | 0.0002 | 0.4641 | 0 | 0 | 0.0512 | 0.47 | 0 | 0 | 1.2503 | 0.5529
2023-03-10 | 7.6762 | 9.0162 | 5.6379 | 5.4814 | 1.5925 | 0 | 0 | 0.0044 | 0.0002 | 0.2278 | 0 | 0 | 0.0513 | 0.4684 | 0 | 0 | 0.9463 | 0.5521
2023-03-11 | 10.0587 | 11.5211 | 8.1407 | 7.8579 | 1.6076 | 0 | 0 | 0.004 | 0.0002 | 0.0002 | 0 | 0 | 0.0514 | 0.4664 | 0 | 0 | 0.695 | 0.5497
2023-03-12 | 14.1115 | 11.9801 | 8.549 | 8.2441 | 1.295 | 0.0001 | 0 | 0.0043 | 0.0002 | 0.358 | 0 | 0 | 0.0518 | 1.3296 | 0 | 0.2048 | 1.4038 | 0.5293
2023-03-13 | 13.4348 | 13.898 | 10.0335 | 9.6925 | 1.6863 | 0 | 0 | 0.0029 | 0.0001 | 0.0001 | 0 | 0 | 0.0609 | 0.4583 | 0 | 0 | 1.3234 | 0.5635
2023-03-14 | 18.0658 | 16.7362 | 10.0769 | 9.7121 | 1.4836 | 0 | 0 | 0.002 | 0.0001 | 0.2003 | 0 | 0 | 0.0607 | 2.7838 | 0 | 1.5464 | 2.4226 | 3.0976
2023-03-15 | 15.8187 | 15.9243 | 9.8884 | 9.4437 | 1.5166 | 0 | 0 | 0.0027 | 0.0001 | 0.9982 | 0 | 0 | 0.0592 | 1.2086 | 0.2318 | 0.2123 | 1.1412 | 2.6608
2023-03-16 | 8.8009 | 8.477 | 4.7901 | 4.648 | 1.7167 | 0 | 0 | 0.0026 | 0 | 0.3936 | 0 | 0 | 0.06 | 1.3766 | 0 | 0 | 1.3098 | 0.7228
2023-03-17 | 9.0684 | 6.9895 | 3.4879 | 3.4235 | 1.6173 | 0 | 0 | 0.0029 | 0.0001 | 1.0305 | 0 | 0 | 0.0602 | 2.2388 | 0 | 0 | 1.3845 | 0.5976
2023-03-18 | 9.0804 | 6.7164 | 2.5527 | 2.5328 | 1.7354 | 0 | 0 | 0.0028 | 0.0001 | 0.7114 | 0.0027 | 0 | 0.0603 | 2.5837 | 0 | 0.2268 | 2.6352 | 0.5627
2023-03-19 | 10.4012 | 7.4013 | 3.9608 | 3.8614 | 1.7356 | 0.0001 | 0 | 0.0026 | 0.0001 | 0.5646 | 0 | 0 | 0.0592 | 2.6033 | 0 | 0.8233 | 1.1656 | 0.6091
2023-03-20 | 12.5086 | 9.0955 | 5.5898 | 5.4075 | 1.6408 | 0.0002 | 0 | 0.0027 | 0.0001 | 0.4658 | 0.001 | 0 | 0.0594 | 3.6045 | 0 | 0.3409 | 1.3858 | 0.5569
2023-03-21 | 9.0826 | 7.041 | 3.6441 | 3.5674 | 1.6454 | 0.0001 | 0 | 0.0029 | 0.0001 | 0.5343 | 0 | 0 | 0.0596 | 2.4895 | 0 | 0.0417 | 1.2168 | 0.56
2023-03-22 | 7.0539 | 6.1956 | 2.5411 | 2.5227 | 1.8787 | 0 | 0 | 0.0031 | 0.0001 | 0.5288 | 0 | 0 | 0.0598 | 1.2617 | 0 | 0.3767 | 1.323 | 0.5598
2023-03-23 | 7.092 | 5.3253 | 2.1217 | 2.134 | 1.7349 | 0.0001 | 0 | 0.0032 | 0.0001 | 1.0558 | 0 | 0 | 0.0595 | 1.5018 | 0 | 0.2692 | 0.6906 | 0.5558
2023-03-24 | 6.9194 | 5.51 | 2.0874 | 2.0878 | 1.6484 | 0.0001 | 0 | 0.0032 | 0.0001 | 0.8397 | 0 | 0 | 0.0599 | 1.5066 | 0 | 0.0216 | 1.3994 | 0.5616
2023-03-25 | 8.1033 | 8.3946 | 4.7733 | 4.6368 | 1.7881 | 0.0001 | 0 | 0.0026 | 0.0001 | 0.0001 | 0 | 0 | 0.0597 | 0.8734 | 0 | 0.0475 | 1.333 | 0.558
2023-03-26 | 9.8204 | 6.8044 | 3.3135 | 3.2561 | 1.7391 | 0.0001 | 0 | 0.0028 | 0.0001 | 0.6431 | 0 | 0 | 0.0596 | 3.3279 | 0 | 0.1098 | 1.2193 | 0.5503
2023-03-27 | 9.642 | 5.9526 | 2.5478 | 2.5275 | 1.6868 | 0.0001 | 0 | 0.0028 | 0.0001 | 0.6357 | 0 | 0 | 0.0455 | 3.9513 | 0 | 0.0552 | 1.2599 | 0.5566
2023-03-28 | 6.8054 | 6.6231 | 3.4573 | 3.3902 | 1.6586 | 0 | 0 | 0.0029 | 0.0001 | 0.6572 | 0 | 0 | 0.0599 | 0.6822 | 0 | 0 | 0.6753 | 0.5938
2023-03-29 | 9.3407 | 8.1218 | 4.4739 | 4.3521 | 1.8226 | 0 | 0 | 0.003 | 0.0001 | 0.4486 | 0 | 0 | 0.0597 | 1.6834 | 0 | 0.3348 | 1.3884 | 0.5807
2023-03-30 | 7.0086 | 7.1396 | 3.7175 | 3.6324 | 1.6315 | 0 | 0 | 0.0031 | 0.0001 | 0.4741 | 0 | 0 | 0.0599 | 0.4819 | 0 | 0 | 1.367 | 0.5562
2023-03-31 | 10.8243 | 7.9363 | 4.9424 | 4.8842 | 1.496 | 0 | 0 | 0.0034 | 0.0001 | 0.5257 | 0 | 0 | 0.0594 | 3.3013 | 0 | 0.0156 | 0.69 | 0.556
2023-04-01 | 10.0025 | 7.6345 | 3.9203 | 3.9391 | 1.8603 | 0 | 0 | 0.0036 | 0.0001 | 0.7493 | 0 | 0 | 0.0589 | 2.834 | 0 | 0 | 1.3306 | 0.591
2023-04-02 | 8.7827 | 5.514 | 2.0623 | 2.1172 | 1.7451 | 0 | 0 | 0.0035 | 0 | 0.4192 | 0 | 0 | 0.059 | 3.8835 | 0 | 0 | 1.3171 | 0.5736
2023-04-03 | 9.4158 | 6.9229 | 3.5312 | 3.5508 | 1.6189 | 0.0001 | 0 | 0.0038 | 0.0099 | 0.5124 | 0 | 0 | 0.059 | 2.8914 | 0 | 0.0004 | 1.3357 | 0.552
2023-04-04 | 6.7734 | 5.0956 | 1.9165 | 1.9854 | 1.7695 | 0.0001 | 0 | 0.0033 | 0.0001 | 0.6878 | 0 | 0 | 0.0591 | 1.9847 | 0 | 0 | 0.6557 | 0.5517
2023-04-05 | 8.9992 | 6.1199 | 2.5316 | 2.5812 | 1.8189 | 0.0001 | 0 | 0.0031 | 0.0001 | 0.7731 | 0 | 0 | 0.0592 | 3.1079 | 0 | 0 | 1.381 | 0.5475
2023-04-06 | 8.2949 | 6.3011 | 2.8978 | 2.9414 | 1.6412 | 0 | 0 | 0.0037 | 0.0001 | 0.9221 | 0 | 0 | 0.0593 | 2.0427 | 0 | 0 | 1.3331 | 0.5485
2023-04-07 | 7.1182 | 4.8784 | 1.8075 | 1.8827 | 1.6279 | 0.0001 | 0 | 0.0041 | 0.0001 | 0.8243 | 0 | 0 | 0.0594 | 2.2601 | 0 | 0 | 0.6948 | 0.5559
2023-04-08 | 6.724 | 6.066 | 3.3113 | 3.3014 | 1.3033 | 0.0001 | 0 | 0.0027 | 0 | 0.2023 | 0 | 0 | 0.0026 | 1.1402 | 0 | 0 | 1.4493 | 0.3807

## Upstairs kwh, All (hidden)
Time Bucket (America/New_York) | 120 Subpanel-Mains_B (kWhs) | 120 Subpanel-Mains_C (kWhs) | 120 Subpanel-Other-ERV (kWhs) | 120 Subpanel-Dishwasher-Dishwasher (kWhs) | 120 Subpanel-Fridge/Freezer-Refrigerator (kWhs) | 120 Subpanel-Computer/Network-Office 20W (kWhs) | 120 Subpanel-Kitchen-N Kitchen (kWhs) | 120 Subpanel-Cooktop/Range/Oven/Stove-Range (kWhs) | 120 Subpanel-Kitchen-S Kitchen (kWhs) | 120 Subpanel-Lights-Bath 2d floor (kWhs) | 120 Subpanel-Heat Pump-Air Handler (kWhs) | 120 Subpanel-Heat Pump-Compressor (kWhs) | 120 Subpanel-Room/Multi-use Circuit-Master/Hood (kWhs) | 120 Subpanel-Lights-Kitchen Lights (kWhs) | 120 Subpanel-Room/Multi-use Circuit-LR Outlets (kWhs) | 120 Subpanel-Room/Multi-use Circuit-LR, DR, Office (kWhs) | 120 Subpanel-Clothes Washer-B Wash/Dry (kWhs) | 120 Subpanel-Clothes Washer-A Wash/Dry (kWhs)
2022-10-01 | 8.7838 | 11.3617 | 0.7148 | 0.822 | 2.4478 | 0 | 0.262 | 1.5676 | 0.6968 | 0.1954 | 0.7801 | 4.1759 | 0.7504 | 0.7987 | 1.2872 | 1.0925 | 1.8437 | 1.8353
2022-10-02 | 6.7282 | 9.4585 | 0.709 | 0 | 2.2107 | 0 | 0.2201 | 0.1131 | 0.836 | 0.1361 | 1.5467 | 4.0793 | 0.4283 | 0.5696 | 1.224 | 0.9679 | 1.1935 | 1.1852
2022-10-03 | 6.4985 | 9.2995 | 0.6607 | 0.8748 | 2.7343 | 0 | 0.3107 | 0.3866 | 0.7087 | 0.139 | 1.5527 | 1.1027 | 0.5083 | 0.7764 | 1.6866 | 1.0321 | 1.2595 | 1.2581
2022-10-04 | 6.4375 | 9.4519 | 0.8203 | 0 | 2.2038 | 0 | 0.2502 | 0.1267 | 0.7434 | 0.1877 | 1.541 | 3.6643 | 0.4353 | 0.476 | 1.6003 | 0.7808 | 1.1102 | 1.1021
2022-10-05 | 5.4409 | 8.2892 | 0.6376 | 0.8932 | 2.3967 | 0 | 0.2379 | 1.0134 | 0.7842 | 0.1128 | 1.5375 | 1.093 | 0.8475 | 0.6784 | 1.4547 | 1.0528 | 0 | 0
2022-10-06 | 4.7073 | 7.7983 | 0.8392 | 0.8518 | 2.5799 | 0.2921 | 0.3504 | 0.0001 | 0.7701 | 0.14 | 1.534 | 0.881 | 0.3975 | 0.2717 | 1.7139 | 1.0051 | 0 | 0
2022-10-07 | 3.7339 | 7.2326 | 0.9861 | 0 | 2.7517 | 0 | 0.2251 | 0.119 | 0.7563 | 0.2005 | 1.5095 | 0.7883 | 0.424 | 0.1535 | 0.9852 | 0.6595 | 0 | 0
2022-10-08 | 5.6235 | 8.4123 | 0.8381 | 0.8524 | 2.3426 | 0.0052 | 0.2951 | 0.1185 | 0.8064 | 0.0729 | 0 | 1.039 | 0.3449 | 0.5678 | 1.7089 | 0.9903 | 1.1945 | 1.1802
2022-10-09 | 3.9654 | 6.5734 | 0.9736 | 0 | 2.4609 | 0 | 0.308 | 0.766 | 0.8616 | 0.1087 | 0 | 1.03 | 0.344 | 0.413 | 1.5736 | 0.6828 | 0 | 0
2022-10-10 | 4.4583 | 6.2545 | 1.1593 | 0.8365 | 2.1764 | 0 | 0.3288 | 0.0009 | 0.8002 | 0.2621 | 0 | 1.0288 | 0.601 | 0.3238 | 1.3844 | 0.8146 | 0 | 0
2022-10-11 | 4.3809 | 6.6895 | 1.085 | 0.8566 | 2.3186 | 0 | 0.2196 | 0.3855 | 0.7152 | 0.1058 | 0 | 1.0315 | 0.3807 | 0.2976 | 1.7169 | 0.8551 | 0 | 0
2022-10-12 | 7.3736 | 9.8921 | 1.1316 | 0 | 2.4656 | 0 | 0.1772 | 0.7475 | 0.7053 | 0.2345 | 0 | 0.7752 | 0.3427 | 0.5166 | 1.4037 | 0.5304 | 3.565 | 3.5467
2022-10-13 | 5.6114 | 9.0432 | 1.0768 | 0.8997 | 2.4684 | 0 | 0.2527 | 1.8667 | 0.7112 | 0.2587 | 0 | 0.9352 | 1.3284 | 0.5252 | 1.6314 | 1.0299 | 0.2354 | 0.2369
2022-10-14 | 4.6624 | 7.1484 | 1.1201 | 0.7565 | 2.3401 | 0 | 0.2524 | 0.5649 | 0.7072 | 0.2681 | 0 | 0.8388 | 0.4784 | 0.6114 | 1.6484 | 1.0976 | 0 | 0
2022-10-15 | 3.52 | 5.6 | 1.0805 | 0 | 2.2946 | 0 | 0.2639 | 0.1688 | 0.7777 | 0.099 | 0 | 0.8835 | 0.4375 | 0.2789 | 1.1559 | 0.5379 | 0 | 0
2022-10-16 | 4.943 | 6.6426 | 1.1271 | 0.8846 | 2.3076 | 0 | 0.3917 | 0.7732 | 0.6961 | 0.1315 | 0 | 0.9241 | 0.642 | 0.4968 | 1.4169 | 0.7332 | 0 | 0
2022-10-17 | 4.943 | 7.2885 | 1.082 | 0.8439 | 2.357 | 0.0042 | 0.2045 | 0.7896 | 0.7029 | 0.1536 | 0 | 1.0248 | 0.6435 | 0.7042 | 1.3891 | 1.2348 | 0 | 0
2022-10-18 | 6.189 | 8.0686 | 1.0915 | 0 | 2.2289 | 0 | 0.2763 | 0.1336 | 0.7552 | 0.1862 | 0 | 1.0252 | 0.4972 | 1.2028 | 1.4187 | 0.8579 | 1.7985 | 1.7898
2022-10-19 | 4.5395 | 6.8062 | 1.1064 | 0.8675 | 2.1833 | 0 | 0.2587 | 0.2438 | 0.6997 | 0.0979 | 0 | 1.0278 | 0.4159 | 0.2666 | 1.7766 | 1.0438 | 0 | 0
2022-10-20 | 6.5296 | 8.2878 | 1.1142 | 0.8397 | 2.2798 | 0 | 0.3714 | 0.1604 | 0.7823 | 0.1307 | 0 | 1.0189 | 0.4622 | 0.3714 | 1.4815 | 0.8169 | 1.9743 | 1.9654
2022-10-21 | 3.694 | 6.3752 | 1.0553 | 0 | 2.6783 | 0 | 0.2615 | 0.7433 | 0.7016 | 0.143 | 0 | 1.0232 | 0.6701 | 0.2583 | 0.9271 | 0.5683 | 0 | 0
2022-10-22 | 6.0866 | 7.0504 | 1.1333 | 0.8592 | 2.0553 | 0.0079 | 0.2591 | 1.1604 | 0.7014 | 0.1139 | 0 | 0.9304 | 0.9506 | 0.8162 | 0.8108 | 0.7575 | 0.5773 | 0.573
2022-10-23 | 6.323 | 8.0779 | 1.1762 | 0.8247 | 2.247 | 0 | 0.2357 | 0.7259 | 0.8283 | 0.255 | 0 | 1.0125 | 0.7108 | 0.6167 | 1.1422 | 1.0797 | 1.2543 | 1.2453
2022-10-24 | 4.8692 | 7.1792 | 1.1429 | 0 | 2.0658 | 0 | 0.3263 | 0.0009 | 0.8064 | 0.1905 | 0 | 1.02 | 0.4066 | 0.624 | 1.0218 | 1.462 | 0.9535 | 0.9457
2022-10-25 | 5.0644 | 6.881 | 1.1175 | 0.8495 | 2.0243 | 0 | 0.3174 | 1.1632 | 0.566 | 0.1971 | 0 | 1.0172 | 0.7006 | 0.6124 | 1.0859 | 1.2694 | 0 | 0
2022-10-26 | 5.4063 | 7.9658 | 1.0503 | 0.8319 | 2.1954 | 0.0182 | 0.3839 | 0.1404 | 0.6071 | 0.197 | 0 | 0.7875 | 0.4565 | 0.683 | 1.339 | 1.8444 | 0.8659 | 0.8607
2022-10-27 | 4.2642 | 6.6779 | 1.1001 | 0 | 2.2133 | 0 | 0.2033 | 0.0008 | 0.7061 | 0.1917 | 0 | 1.024 | 0.3625 | 0.3382 | 1.0648 | 0.8275 | 0.8875 | 0.883
2022-10-28 | 6.3124 | 8.1755 | 1.2324 | 0.9061 | 2.132 | 0.0151 | 0.1964 | 0.2633 | 0.8305 | 0.1802 | 0 | 1.0219 | 0.4865 | 0.1354 | 1.5421 | 0.7299 | 1.8689 | 1.8554
2022-10-29 | 5.0092 | 7.3405 | 1.1233 | 0.7895 | 2.2487 | 0 | 0.1617 | 1.9788 | 0.6936 | 0.265 | 0 | 1.0205 | 0.9735 | 0.1595 | 1.0547 | 0.5699 | 0 | 0
2022-10-30 | 5.2761 | 8.6749 | 1.1311 | 0 | 2.2588 | 0 | 0.238 | 1.9884 | 0.7073 | 0.3075 | 0 | 1.0174 | 1.0106 | 0.1959 | 1.1143 | 0.6757 | 0.955 | 0.9509
2022-10-31 | 5.7176 | 7.2515 | 1.0691 | 0.8069 | 2.1595 | 0 | 0.2582 | 2.2081 | 0.7568 | 0.121 | 0 | 1.0211 | 0.7922 | 0.7195 | 0.9842 | 0.9578 | 0 | 0
2022-11-01 | 4.7008 | 7.6226 | 1.1168 | 0 | 2.0723 | 0.0144 | 0.2301 | 0.001 | 0.7695 | 0.2421 | 0 | 1.0227 | 0.5426 | 0.3908 | 1.2774 | 1.2849 | 1.1185 | 1.1149
2022-11-02 | 5.0762 | 7.1912 | 1.0769 | 0.7903 | 2.1194 | 0 | 0.2453 | 0.582 | 0.7726 | 0.1137 | 0 | 0.8927 | 0.4941 | 0.3525 | 1.5764 | 0.8198 | 0.5924 | 0.5853
2022-11-03 | 7.2538 | 9.638 | 1.1428 | 0.932 | 2.1044 | 0 | 0.2101 | 0.9869 | 0.8857 | 0.3156 | 0 | 1.0304 | 1.442 | 0.4566 | 1.3642 | 0.7233 | 2.1297 | 2.1187
2022-11-04 | 3.4499 | 5.7233 | 1.0982 | 0 | 2.1047 | 0 | 0.1733 | 0.7496 | 0.6964 | 0.2683 | 0 | 0.811 | 0.9467 | 0.1799 | 0.7153 | 0.399 | 0 | 0
2022-11-05 | 2.5586 | 3.7176 | 1.0539 | 0 | 1.9307 | 0 | 0 | 0.0009 | 0.695 | 0 | 0 | 0.5235 | 0 | 0 | 0.7151 | 0.2795 | 0 | 0
2022-11-06 | 2.42 | 3.8815 | 1.088 | 0 | 2.2218 | 0 | 0 | 0.0008 | 0.6915 | 0 | 0 | 0.0624 | 0 | 0 | 0.7433 | 0.2933 | 0 | 0
2022-11-07 | 2.5478 | 4.2312 | 1.0727 | 0 | 2.185 | 0 | 0 | 0.0008 | 0.7094 | 0.1384 | 0 | 0.2854 | 0.1716 | 0.0575 | 0.7148 | 0.3182 | 0 | 0
2022-11-08 | 6.1404 | 7.8201 | 1.1844 | 0.8013 | 2.292 | 0 | 0.2084 | 0.445 | 0.842 | 0.1635 | 0 | 1.0273 | 0.6099 | 0.611 | 1.2416 | 1.0276 | 1.174 | 1.1723
2022-11-09 | 8.5509 | 9.398 | 1.857 | 0.7953 | 2.3628 | 0 | 0.298 | 0.8657 | 0.8344 | 0.1819 | 0 | 1.0179 | 0.5263 | 0.5773 | 1.4799 | 0.9149 | 2.4632 | 2.4514
2022-11-10 | 4.583 | 5.3944 | 2.1147 | 0 | 2.0757 | 0 | 0.221 | 0.1152 | 0.7583 | 0.0657 | 0 | 1.0242 | 0.0661 | 0.4238 | 1.4116 | 0.6848 | 0 | 0
2022-11-11 | 9.2041 | 9.6202 | 2.0913 | 0.8412 | 2.267 | 0 | 0.2253 | 0.4435 | 0.6858 | 0.1071 | 0 | 0.6763 | 0.2608 | 0.5717 | 1.5944 | 0.5766 | 3.7107 | 3.6943
2022-11-12 | 6.6008 | 7.7285 | 2.0599 | 0.7781 | 2.5207 | 0 | 0.1983 | 3.136 | 0.6935 | 0.0349 | 0 | 0.3821 | 0.5414 | 0.5905 | 1.3282 | 0.8107 | 0 | 0
2022-11-13 | 5.6462 | 6.0771 | 1.817 | 0.9252 | 2.3456 | 0.0077 | 0.4678 | 0.0008 | 0.6782 | 0.1071 | 0 | 1.0204 | 0.0329 | 0.7789 | 1.4945 | 0.9971 | 0 | 0
2022-11-14 | 3.8011 | 5.6438 | 1.1365 | 0 | 2.2254 | 0 | 0.3457 | 0.2436 | 0.8401 | 0.0715 | 0 | 1.0189 | 0.1036 | 0.3531 | 1.504 | 0.5941 | 0 | 0
2022-11-15 | 10.242 | 12.5056 | 0.8839 | 0.9124 | 1.9474 | 0 | 0.3445 | 0.7803 | 0.6823 | 0.2849 | 0.6765 | 7.5567 | 0.194 | 0.3412 | 1.961 | 0.8233 | 2.22 | 2.2069
2022-11-16 | 6.5375 | 8.7234 | 0.7263 | 0.8221 | 2.4146 | 0 | 0.2996 | 0.0008 | 0.7048 | 0.0469 | 0.3684 | 5.2247 | 0.1518 | 0.778 | 1.5915 | 1.1895 | 0 | 0
2022-11-17 | 7.0226 | 9.1614 | 0.878 | 0.8072 | 2.1798 | 0 | 0.1755 | 0.796 | 0.7437 | 0.4012 | 0.2332 | 6.1403 | 0.3657 | 0.4548 | 1.4084 | 0.7399 | 0 | 0
2022-11-18 | 8.999 | 11.6728 | 0.8548 | 0 | 1.8393 | 0 | 0.1851 | 1.7646 | 0.7132 | 0.0768 | 1.3722 | 9.3449 | 0.4235 | 0.7792 | 1.5058 | 1.0743 | 0 | 0
2022-11-19 | 11.7757 | 13.7365 | 0.9156 | 0.8187 | 2.0873 | 0 | 0.249 | 0.6279 | 0.6608 | 0.1574 | 1.8378 | 9.2007 | 0.3269 | 0.5058 | 1.4294 | 0.7898 | 2.6058 | 2.5952
2022-11-20 | 10.028 | 12.0294 | 0.8608 | 0.9019 | 2.0388 | 0 | 0.1815 | 0.3202 | 0.7618 | 0.1975 | 1.8207 | 9.5051 | 0.4448 | 0.4171 | 1.3557 | 0.7218 | 0.8682 | 0.8671
2022-11-21 | 10.0116 | 13.6875 | 0.9027 | 0 | 2.0317 | 0 | 0.311 | 0.0008 | 0.7812 | 0.1803 | 1.8438 | 10.8866 | 0.6366 | 0.4871 | 2.3385 | 0.7202 | 0.9513 | 0.9459
2022-11-22 | 8.547 | 10.732 | 0.87 | 0.8257 | 2.0718 | 0 | 0.1931 | 0.5311 | 0.6959 | 0.1476 | 1.8469 | 8.4825 | 0.6254 | 0.3082 | 1.3379 | 0.6152 | 0 | 0
2022-11-23 | 7.8317 | 10.347 | 0.9298 | 0 | 1.9482 | 0 | 0.2816 | 0.0009 | 0.6896 | 0.115 | 1.846 | 6.5885 | 0.5336 | 0.2422 | 0.9193 | 0.8007 | 1.1131 | 1.1068
2022-11-24 | 7.0494 | 9.7777 | 0.9192 | 0 | 2.0242 | 0 | 0.1641 | 0.0008 | 0.6733 | 0.1853 | 0.7794 | 8.9513 | 0.5878 | 0.0778 | 0.9944 | 0.4012 | 0 | 0
2022-11-25 | 7.0683 | 8.9214 | 0.8951 | 0.8708 | 2.1987 | 0 | 0.3816 | 0.6777 | 0.727 | 0.0746 | 0.2837 | 5.4461 | 0.5314 | 0.584 | 1.447 | 0.9536 | 0 | 0
2022-11-26 | 9.8327 | 11.8351 | 0.8684 | 0.862 | 2.0776 | 0 | 0.3083 | 1.649 | 0.8349 | 0.1755 | 0.2581 | 6.1272 | 1.1261 | 0.2708 | 1.0895 | 0.5903 | 2.3072 | 2.2981
2022-11-27 | 7.0819 | 8.76 | 1.0229 | 0.9123 | 2.1994 | 0 | 0.3671 | 0.864 | 0.8246 | 0.4297 | 0.2138 | 4.6629 | 0.7354 | 0.6858 | 0.9667 | 0.9378 | 0 | 0
2022-11-28 | 3.6472 | 6.2218 | 1.0392 | 0 | 2.0012 | 0 | 0.2991 | 0.0008 | 0.7548 | 0.2156 | 0 | 1.0936 | 0.6116 | 0.5028 | 1.2688 | 1.0439 | 0 | 0
2022-11-29 | 10.0911 | 13.1277 | 0.9381 | 0 | 2.1209 | 0 | 0.2719 | 0.0008 | 0.7263 | 0.3121 | 0.4943 | 11.6247 | 0.6464 | 0.5216 | 1.2316 | 0.8524 | 1.2969 | 1.2938
2022-11-30 | 7.7704 | 9.9083 | 0.8965 | 0.9087 | 1.8734 | 0 | 0.2326 | 0.1178 | 0.726 | 0.3426 | 0.4457 | 7.5912 | 0.6207 | 0.5782 | 1.6084 | 0.7451 | 0 | 0
2022-12-01 | 6.3914 | 9.7003 | 0.8881 | 0 | 1.9795 | 0 | 0.1735 | 0.3344 | 0.8732 | 0.1469 | 0.2758 | 7.0703 | 1.0655 | 0.2599 | 1.6043 | 0.6179 | 0 | 0
2022-12-02 | 7.3386 | 9.4919 | 0.8685 | 0.8384 | 2.2053 | 0 | 0.1668 | 0.5268 | 0.6697 | 0.1241 | 0.2574 | 7.378 | 0.7077 | 0.3678 | 1.3287 | 0.5408 | 0 | 0
2022-12-03 | 9.8033 | 13.0027 | 0.8848 | 0 | 1.9856 | 0 | 0.3306 | 0.4338 | 0.7729 | 0.2797 | 0.2893 | 4.5724 | 0.7729 | 0.6748 | 1.7283 | 0.9733 | 4.0965 | 4.0799
2022-12-04 | 6.2003 | 6.6957 | 0.8693 | 0.9409 | 1.361 | 0 | 0.152 | 0.5636 | 0.6641 | 0.1602 | 0.1723 | 5.202 | 0.6107 | 0.1021 | 0.7165 | 0.3539 | 0.028 | 0.0276
2022-12-05 | 6.9639 | 9.8454 | 0.9092 | 0 | 1.6218 | 0 | 0.2544 | 0.0008 | 0.6999 | 0.2402 | 0.3291 | 8.6212 | 0.7374 | 0.3006 | 1.3496 | 0.9509 | 0 | 0
2022-12-06 | 6.5185 | 9.3779 | 0.8767 | 0 | 2.0762 | 0 | 0.285 | 0.0008 | 0.7605 | 0.1345 | 0.4055 | 7.0717 | 0.5246 | 0.4967 | 1.0772 | 0.9109 | 0 | 0
2022-12-07 | 7.8014 | 9.1713 | 0.8539 | 0.8821 | 2.3041 | 0 | 0.4302 | 1.2607 | 0.7311 | 0.1968 | 0.1632 | 2.9122 | 0.7915 | 0.5176 | 0.826 | 0.6222 | 1.7542 | 1.7456
2022-12-08 | 3.6581 | 7.4622 | 1.3537 | 0 | 2.055 | 0 | 0.2629 | 0.0008 | 0.6633 | 0.283 | 0 | 1.0967 | 0.6944 | 0.2981 | 2.0404 | 1.0876 | 0 | 0
2022-12-09 | 8.8227 | 11.8239 | 1.1471 | 0 | 2.648 | 0 | 0.3066 | 0.0008 | 0.6657 | 0.1999 | 0.2331 | 6.8142 | 0.3413 | 0.377 | 1.5764 | 0.5409 | 2.4533 | 2.4426
2022-12-10 | 8.8043 | 11.8382 | 1.133 | 0 | 1.8206 | 0 | 0.2273 | 0.0007 | 0.6563 | 0.1524 | 0.4307 | 11.8148 | 0.5601 | 0.377 | 1.8222 | 0.7448 | 0 | 0
2022-12-11 | 12.0596 | 15.6101 | 1.1438 | 0.8909 | 2.0812 | 0 | 0.2237 | 0.8105 | 0.8452 | 0.1994 | 0.4962 | 14.8903 | 0.9574 | 0.6924 | 2.5679 | 1.1854 | 0 | 0
2022-12-12 | 8.9411 | 12.4455 | 1.1616 | 0 | 2.3535 | 0 | 0.294 | 0.0005 | 0.6723 | 0.2684 | 0.3602 | 11.8068 | 0.6216 | 0.4211 | 2.0705 | 0.5433 | 0 | 0
2022-12-13 | 10.3882 | 13.7598 | 1.1212 | 0 | 1.8108 | 0 | 0.1496 | 0.1261 | 0.716 | 0.2385 | 0.419 | 12.6581 | 0.6207 | 0.5982 | 2.2392 | 0.7104 | 1.0047 | 0.9988
2022-12-14 | 11.3053 | 13.8379 | 1.1327 | 0.9308 | 2.0324 | 0 | 0.2591 | 0.0001 | 0.694 | 0.3579 | 0.4303 | 13.4336 | 0.5624 | 0.2361 | 1.8469 | 0.6612 | 0.9354 | 0.9321
2022-12-15 | 9.258 | 11.7014 | 1.0673 | 0 | 1.8805 | 0 | 0.249 | 0.1562 | 0.6605 | 0.119 | 0.6053 | 12.8776 | 0.102 | 0.2215 | 1.5062 | 0.7426 | 0 | 0
2022-12-16 | 8.9884 | 12.9034 | 0.9394 | 0.9265 | 2.4256 | 0.0057 | 0.2015 | 0.0001 | 0.7667 | 0.2033 | 0.3385 | 6.9152 | 0.3222 | 0.5243 | 2.5864 | 0.8408 | 1.5616 | 1.5572
2022-12-17 | 7.5492 | 11.8964 | 0.9197 | 0 | 1.9854 | 0 | 0.1778 | 0.0001 | 0.6669 | 0.2707 | 0.3847 | 9.6186 | 0.612 | 0.4356 | 2.6272 | 0.8223 | 0 | 0
2022-12-18 | 8.4106 | 12.1517 | 0.8463 | 0.9094 | 2.7535 | 0 | 0.1878 | 1.1302 | 0.8127 | 0.2627 | 0.3086 | 8.3341 | 1.093 | 0.397 | 1.9372 | 0.6839 | 0 | 0
2022-12-19 | 11.1444 | 14.074 | 0.9107 | 0.9586 | 2.4444 | 0 | 0.2702 | 2.1394 | 0.7136 | 0.2879 | 0.2714 | 7.8302 | 1.1128 | 0.7689 | 2.1705 | 1.3304 | 0.9374 | 0.934
2022-12-20 | 9.9172 | 11.6881 | 1.1967 | 0.8776 | 2.3899 | 0 | 0.4095 | 0.8692 | 0.8014 | 0.2493 | 0.2463 | 7.7389 | 0.6953 | 0.5846 | 2.2338 | 0.9071 | 0 | 0
2022-12-21 | 11.6707 | 12.7857 | 1.0979 | 0.9602 | 2.181 | 0 | 0.5266 | 0.7458 | 0.7109 | 0.1198 | 0.2171 | 7.4187 | 0.8053 | 0.7187 | 1.7128 | 0.9991 | 2.1657 | 2.1564
2022-12-22 | 8.6497 | 11.3641 | 1.1649 | 0.8897 | 2.6428 | 0 | 0.5885 | 0.6422 | 0.6788 | 0.2503 | 0.1929 | 6.8394 | 0.6268 | 0.9067 | 2.3185 | 1.0749 | 0 | 0
2022-12-23 | 12.0123 | 15.0397 | 1.1032 | 1.6092 | 2.9241 | 0.0312 | 0.7531 | 2.1782 | 0.7469 | 0.1521 | 0 | 1.0812 | 1.0645 | 1.2947 | 2.5239 | 1.6119 | 4.1212 | 4.1022
2022-12-24 | 14.9743 | 17.7868 | 1.1022 | 2.4149 | 2.9347 | 0.026 | 0.7757 | 2.6743 | 0.8438 | 0.4543 | 0.1704 | 7.6973 | 1.3951 | 1.1757 | 2.7816 | 1.1634 | 2.7138 | 2.7008
2022-12-25 | 16.4575 | 20.1676 | 1.0748 | 1.6377 | 2.7154 | 0.0178 | 0.7604 | 6.485 | 0.6778 | 0.1865 | 0.345 | 14.0395 | 1.5044 | 1.3008 | 2.6009 | 1.1876 | 0 | 0
2022-12-26 | 14.7144 | 16.7379 | 1.1641 | 1.6817 | 2.8981 | 0 | 0.92 | 1.4383 | 0.7732 | 0.2837 | 0.2558 | 9.4709 | 0.8351 | 0.8589 | 2.124 | 0.921 | 3.0773 | 3.0664
2022-12-27 | 15.906 | 17.8207 | 1.0984 | 1.8856 | 2.5003 | 0.0135 | 0.3312 | 2.5985 | 0.9651 | 0.328 | 0.3163 | 10.1122 | 1.4401 | 0.9454 | 2.2109 | 0.9885 | 2.5804 | 2.5668
2022-12-28 | 16.6261 | 18.9507 | 1.1575 | 1.6897 | 2.5503 | 0 | 0.4476 | 2.7909 | 0.8524 | 0.3467 | 0.3709 | 11.7557 | 1.608 | 0.9801 | 2.0584 | 1.164 | 2.2986 | 2.2885
2022-12-29 | 11.9516 | 12.519 | 1.1739 | 1.7226 | 2.441 | 0.004 | 0.6346 | 2.1846 | 0.8449 | 0.3509 | 0.2602 | 7.5951 | 0.9067 | 0.8811 | 2.0616 | 0.9846 | 0 | 0
2022-12-30 | 14.3978 | 15.291 | 1.0759 | 1.9242 | 2.7166 | 0 | 0.9031 | 1.3174 | 0.8667 | 0.1928 | 0 | 1.0864 | 1.1443 | 0.8682 | 2.1793 | 1.1193 | 5.8867 | 5.8421
2022-12-31 | 4.9206 | 8.0236 | 1.3433 | 0 | 2.4501 | 0 | 0.3237 | 0.3444 | 0.8693 | 0.3584 | 0 | 1.0858 | 0.6632 | 0.8541 | 2.1036 | 1.1283 | 0 | 0
2023-01-01 | 10.4641 | 12.7519 | 1.6602 | 1.7404 | 2.4967 | 0 | 0.3836 | 1.7841 | 0.6943 | 0.3678 | 0 | 1.083 | 0.6839 | 0.7819 | 2.896 | 1.0341 | 3.1211 | 3.107
2023-01-02 | 9.689 | 11.6818 | 1.6963 | 0.8793 | 2.7109 | 0 | 0.3041 | 2.9649 | 0.8037 | 0.1351 | 0.1707 | 3.28 | 1.478 | 0.9487 | 2.2738 | 1.1338 | 0 | 0
2023-01-03 | 11.9254 | 11.747 | 1.4326 | 1.8142 | 2.422 | 0 | 0.3531 | 1.0029 | 0.7848 | 0.1828 | 0.3062 | 7.2352 | 0.5292 | 0.6811 | 1.8136 | 1.0523 | 0.7835 | 0.7797
2023-01-04 | 9.7385 | 10.6045 | 1.0751 | 0.9571 | 2.2642 | 0 | 0.3237 | 0.4277 | 0.7196 | 0.2876 | 0.1933 | 4.5283 | 0.7096 | 0.7546 | 2.0424 | 0.9393 | 1.2594 | 1.2512
2023-01-05 | 13.7657 | 15.5515 | 1.0837 | 1.6534 | 2.4015 | 0 | 0.3578 | 4.5803 | 0.693 | 0.174 | 0.2446 | 5.8995 | 1.7365 | 1.1552 | 1.9203 | 1.0532 | 1.7611 | 1.7522
2023-01-06 | 17.5718 | 19.9151 | 1.1549 | 0.9962 | 2.5754 | 0 | 0.4423 | 6.085 | 0.686 | 0.2231 | 0.3368 | 10.1124 | 1.8338 | 1.05 | 1.9779 | 1.2642 | 3.2877 | 3.2708
2023-01-07 | 15.9468 | 17.9173 | 0.9265 | 0.9052 | 2.1725 | 0 | 0.3185 | 0.1633 | 0.7903 | 0.317 | 0.2798 | 8.336 | 0.5639 | 0.6516 | 1.2278 | 0.7099 | 7.5123 | 7.4668
2023-01-08 | 6.1063 | 8.8605 | 0.69 | 0 | 2.0333 | 0 | 0.2203 | 0.1182 | 0.747 | 0.1058 | 0 | 1.013 | 0.6151 | 0.3658 | 1.4916 | 0.5368 | 3.0005 | 2.9873
2023-01-09 | 8.9314 | 12.4983 | 0.7288 | 0 | 2.1289 | 0 | 0.2264 | 0.3505 | 0.6541 | 0.208 | 0.3609 | 7.6918 | 0.6474 | 0.3625 | 1.4317 | 0.7482 | 2.4069 | 2.4001
2023-01-10 | 7.5649 | 9.7531 | 0.6016 | 0 | 2.0044 | 0 | 0.2599 | 0.4649 | 0.6819 | 0.1153 | 0.3001 | 6.9534 | 0.5454 | 0.3615 | 0.8782 | 0.6612 | 1.1961 | 1.1944
2023-01-11 | 9.1158 | 11.4571 | 0.6475 | 0.877 | 2.4603 | 0 | 0.1833 | 1.7537 | 0.6922 | 0.0793 | 0.2942 | 9.7371 | 0.8715 | 0.4889 | 1.0944 | 0.4289 | 0 | 0
2023-01-12 | 10.9029 | 13.6392 | 0.742 | 0 | 1.9255 | 0 | 0.1808 | 0.6186 | 0.6828 | 0.0707 | 0.4603 | 13.396 | 0.4699 | 0.7686 | 1.5087 | 0.8451 | 1.0699 | 1.0697
2023-01-13 | 3.9587 | 6.5109 | 0.6904 | 0.8761 | 1.9823 | 0 | 0.1778 | 0.1247 | 0.7893 | 0.3205 | 0 | 1.0908 | 0.5551 | 0.2697 | 1.674 | 0.8035 | 0 | 0
2023-01-14 | 7.8083 | 9.9685 | 0.6955 | 0.9332 | 2.1417 | 0 | 0.1941 | 0.7818 | 0.7358 | 0.0525 | 0.2517 | 7.7942 | 0.4871 | 0.4733 | 1.4161 | 0.9146 | 0 | 0
2023-01-15 | 9.07 | 11.6016 | 0.6409 | 0 | 1.9963 | 0 | 0.2543 | 0.0001 | 0.6943 | 0.1386 | 0.3893 | 10.4439 | 0.3816 | 0.6331 | 1.0505 | 0.9547 | 1.1328 | 1.1322
2023-01-16 | 12.6386 | 15.0836 | 0.6862 | 1.0282 | 2.1866 | 0 | 0.1956 | 0.764 | 0.7697 | 0.1964 | 0.4547 | 13.5502 | 0.7237 | 0.7841 | 1.427 | 1.0589 | 1.5757 | 1.5676
2023-01-17 | 7.7431 | 10.7005 | 0.636 | 0.8025 | 2.3906 | 0 | 0.2374 | 0.8626 | 0.6607 | 0.1287 | 0.2761 | 7.894 | 0.8311 | 0.5312 | 1.5749 | 0.7241 | 0 | 0
2023-01-18 | 4.6363 | 7.722 | 0.687 | 0 | 2.1199 | 0 | 0.3323 | 0.0001 | 0.656 | 0.1946 | 0.1738 | 4.0128 | 0.4684 | 0.3835 | 1.5384 | 0.7934 | 0 | 0
2023-01-19 | 9.3639 | 11.7213 | 0.6888 | 0.9472 | 2.3243 | 0 | 0.2087 | 0.5674 | 0.7148 | 0.1044 | 0.237 | 6.4013 | 0.6605 | 0.7254 | 1.4728 | 0.9956 | 2.0527 | 2.0429
2023-01-20 | 7.4533 | 10.8714 | 0.6363 | 0 | 2.2099 | 0 | 0.2564 | 0.0953 | 0.701 | 0.0952 | 0.3391 | 10.036 | 0.509 | 0.2797 | 1.4628 | 0.8664 | 0 | 0
2023-01-21 | 11.6952 | 14.9723 | 0.6733 | 0 | 2.0518 | 0 | 0.2104 | 2.4782 | 0.7322 | 0.6926 | 0.3924 | 11.5129 | 0.5901 | 0.9581 | 1.3978 | 0.7153 | 1.6644 | 1.6579
2023-01-22 | 10.4435 | 11.9902 | 0.9692 | 0.9799 | 2.0444 | 0 | 0.3524 | 0.0001 | 0.6612 | 0.0751 | 0.4811 | 13.0568 | 0.5661 | 0.4242 | 1.0562 | 0.9849 | 0 | 0
2023-01-23 | 11.0076 | 13.2779 | 0.8655 | 0 | 1.9438 | 0 | 0.4064 | 0.0001 | 0.6494 | 0.1918 | 0.5374 | 15.6587 | 0.4161 | 0.8072 | 1.045 | 0.8501 | 0 | 0
2023-01-24 | 9.4048 | 11.5795 | 0.8113 | 0.8125 | 2.325 | 0 | 0.2067 | 0.7993 | 0.5691 | 0.2579 | 0.3891 | 10.9413 | 0.5416 | 0.6895 | 0.9347 | 0.9628 | 0 | 0
2023-01-25 | 8.2763 | 11.6704 | 0.8584 | 0 | 2.1142 | 0 | 0.293 | 0.0001 | 0.6417 | 0.1012 | 0.3885 | 10.9743 | 0.365 | 0.5143 | 1.971 | 0.8747 | 0 | 0
2023-01-26 | 7.6904 | 9.6372 | 0.835 | 0.8317 | 1.9798 | 0 | 0.2676 | 0.0683 | 0.6412 | 0.136 | 0.407 | 7.8233 | 0.591 | 0.6082 | 1.1142 | 1.218 | 0 | 0
2023-01-27 | 11.9838 | 13.9501 | 0.8809 | 0.7917 | 2.1666 | 0 | 0.3639 | 0.1011 | 0.7133 | 0.1213 | 0.2722 | 7.9215 | 0.5405 | 0.7183 | 1.2531 | 1.0415 | 4.0092 | 3.9932
2023-01-28 | 7.2918 | 9.1875 | 0.8704 | 0.8528 | 2.0108 | 0 | 0.369 | 0.3395 | 0.6879 | 0.2306 | 0.2852 | 7.0867 | 0.5341 | 0.2571 | 1.2315 | 0.7494 | 0 | 0
2023-01-29 | 8.3688 | 10.511 | 0.8688 | 0.8364 | 2.3467 | 0 | 0.202 | 1.0088 | 0.7456 | 0.2856 | 0.3059 | 7.533 | 0.7152 | 0.9285 | 1.3073 | 0.7793 | 0 | 0
2023-01-30 | 5.9814 | 8.6926 | 0.919 | 0 | 2.0106 | 0 | 0.2515 | 0.2507 | 0.7433 | 0.1429 | 0.2458 | 5.8655 | 0.5 | 0.463 | 1.7938 | 0.5864 | 0 | 0
2023-01-31 | 8.1062 | 10.3437 | 0.886 | 0.9531 | 2.5752 | 0 | 0.4544 | 0.4008 | 0.7434 | 0.1962 | 0.2442 | 7.3484 | 0.6477 | 0.6886 | 0.9514 | 1.381 | 0 | 0
2023-02-01 | 12.0617 | 15.2639 | 0.9065 | 0 | 2.1334 | 0 | 0.2471 | 0.4297 | 0.6941 | 0.211 | 0.3605 | 12.1847 | 0.6248 | 0.5434 | 1.6243 | 0.6859 | 2.9307 | 2.9108
2023-02-02 | 10.9415 | 13.1247 | 0.8861 | 0.8996 | 2.2631 | 0 | 0.5189 | 1.482 | 0.6928 | 0.1914 | 0.4182 | 12.2814 | 0.9663 | 0.5895 | 1.2971 | 0.6501 | 0 | 0
2023-02-03 | 10.093 | 12.0046 | 0.8564 | 0.9967 | 2.2275 | 0 | 0.3344 | 0.8645 | 0.6419 | 0.1342 | 0.3287 | 11.7557 | 0.4171 | 0.4971 | 1.1971 | 0.8412 | 0 | 0
2023-02-04 | 18.9068 | 21.8133 | 0.365 | 0.9724 | 1.9347 | 0 | 0.418 | 0.6255 | 0.6874 | 0.1446 | 0.952 | 30.0678 | 0.5674 | 0.7696 | 1.1892 | 1.0732 | 0 | 0
2023-02-05 | 11.2552 | 14.2833 | 0.2743 | 0 | 2.0763 | 0 | 0.2807 | 0.0007 | 0.6543 | 0.2448 | 0.468 | 11.802 | 0.5784 | 0.2728 | 0.8035 | 0.573 | 3.3474 | 3.331
2023-02-06 | 7.3709 | 9.5798 | 0.3026 | 0.8427 | 2.0879 | 0 | 0.2548 | 0.0001 | 0.6475 | 0.2041 | 0.4283 | 8.5102 | 0.5095 | 0.467 | 1.1018 | 0.5428 | 0 | 0
2023-02-07 | 8.3083 | 10.7949 | 0.2959 | 0.943 | 2.2341 | 0 | 0.2552 | 1.0142 | 0.7802 | 0.163 | 0.3324 | 9.0984 | 0.7351 | 0.3888 | 1.048 | 0.826 | 0 | 0
2023-02-08 | 5.943 | 9.3176 | 0.2131 | 0 | 2.0212 | 0 | 0.2733 | 0.0001 | 0.6527 | 0.1611 | 0.4417 | 7.6386 | 0.4821 | 0.3676 | 1.3311 | 0.75 | 0 | 0
2023-02-09 | 7.2546 | 9.9311 | 0.3342 | 0.9399 | 2.2218 | 0 | 0.2587 | 0.6507 | 0.7484 | 0.109 | 0.2775 | 6.9668 | 0.5592 | 0.6341 | 1.5096 | 1.0168 | 0 | 0
2023-02-10 | 5.905 | 9.7034 | 0.2394 | 0 | 2.2239 | 0 | 0.2416 | 0.0001 | 0.6978 | 0.2439 | 0.2346 | 4.6607 | 0.4969 | 0.2761 | 1.296 | 0.8149 | 1.5427 | 1.5384
2023-02-11 | 3.2316 | 6.527 | 0.2071 | 0 | 2.3253 | 0 | 0.2655 | 0.3397 | 0.653 | 0.2192 | 0 | 1.1031 | 0.4077 | 0.8369 | 1.3054 | 0.9604 | 0 | 0
2023-02-12 | 5.1766 | 7.5202 | 0.3262 | 0.8465 | 2.1913 | 0 | 0.1809 | 0.0001 | 0.65 | 0.1536 | 0 | 1.0923 | 0.5776 | 0.3672 | 1.1223 | 0.5618 | 1.7056 | 1.7009
2023-02-13 | 6.2801 | 10.2699 | 0.3007 | 0 | 2.2847 | 0 | 0.2539 | 0.2389 | 0.6875 | 0.1448 | 0.3841 | 7.3892 | 0.618 | 0.6398 | 1.7406 | 0.9242 | 0 | 0
2023-02-14 | 7.1286 | 10.358 | 0.3323 | 0 | 1.9965 | 0 | 0.2543 | 0.0001 | 0.651 | 0.1748 | 0.3586 | 6.1826 | 0.5353 | 0.4171 | 1.2918 | 0.6505 | 1.7728 | 1.7661
2023-02-15 | 8.2241 | 11.0378 | 0.4751 | 0.8429 | 2.182 | 0 | 0.3983 | 0.0001 | 0.6417 | 0.3304 | 0.2738 | 5.6225 | 0.3846 | 0.3471 | 1.4235 | 1.1044 | 2.1456 | 2.1306
2023-02-16 | 4.3574 | 7.4506 | 0.5207 | 0.925 | 2.2444 | 0 | 0.249 | 0.6885 | 0.7018 | 0.4614 | 0 | 1.0913 | 0.5514 | 0.5002 | 1.8223 | 0.8353 | 0 | 0
2023-02-17 | 5.6243 | 8.4445 | 0.4482 | 0 | 2.0966 | 0 | 0.2641 | 1.1716 | 0.6453 | 0.1835 | 0 | 1.0846 | 0.4806 | 1.0271 | 1.3589 | 1.1031 | 1.5351 | 1.529
2023-02-18 | 5.9876 | 8.1477 | 0.509 | 0.0159 | 2.1792 | 0 | 0.2235 | 0.0001 | 0.6411 | 0.0348 | 0.2456 | 7.6267 | 0.3427 | 0.1276 | 0.7912 | 0.3419 | 0 | 0
2023-02-19 | 6.7804 | 9.4028 | 0.4816 | 0.8666 | 2.2714 | 0 | 0.1218 | 0.4964 | 0.6421 | 0.2922 | 0.2626 | 6.8006 | 0.6318 | 0.504 | 1.0344 | 0.8922 | 0 | 0
2023-02-20 | 8.0529 | 10.5133 | 0.5163 | 0.9521 | 2.2478 | 0 | 0.3161 | 0.246 | 0.7561 | 0.2643 | 0.2601 | 4.0347 | 0.5931 | 0.5735 | 1.207 | 1.2248 | 2.2142 | 2.2021
2023-02-21 | 6.6625 | 7.6454 | 0.4206 | 2.439 | 2.284 | 0 | 0.2853 | 1.2168 | 0.6983 | 0.3278 | 0 | 1.0843 | 0.68 | 1.1511 | 1.516 | 1.1769 | 0 | 0
2023-02-22 | 9.4801 | 12.1303 | 0.4725 | 0.904 | 2.4542 | 0 | 0.2347 | 1.3048 | 0.6445 | 0.1801 | 0.3276 | 7.2026 | 0.507 | 0.5853 | 1.4788 | 0.6946 | 1.8467 | 1.8392
2023-02-23 | 7.6983 | 11.3115 | 0.4445 | 0 | 2.1185 | 0 | 0.37 | 0.0001 | 0.6355 | 0.2862 | 0.3564 | 10.2897 | 0.391 | 0.6193 | 1.8828 | 0.7204 | 0 | 0
2023-02-24 | 7.4973 | 10.8332 | 0.4706 | 0 | 2.4407 | 0.0123 | 0.2928 | 0.0842 | 0.7023 | 0.1256 | 0.3901 | 9.7932 | 0.3616 | 0.5612 | 1.532 | 0.7128 | 0 | 0
2023-02-25 | 11.3778 | 13.8348 | 0.464 | 0.9033 | 2.1575 | 0 | 0.385 | 0.3827 | 0.7075 | 0.1654 | 0.4619 | 15.36 | 0.4492 | 0.6361 | 1.4549 | 0.7362 | 0 | 0
2023-02-26 | 17.2115 | 19.6713 | 0.4646 | 0.8704 | 1.9504 | 0 | 0.3423 | 0.4535 | 0.6637 | 0.1803 | 0.6519 | 17.7668 | 0.7345 | 0.452 | 1.1861 | 0.6949 | 4.8547 | 4.827
2023-02-27 | 7.8065 | 11.4335 | 0.4412 | 0 | 2.1729 | 0 | 0.2496 | 0.9791 | 0.7471 | 0.0992 | 0.3596 | 9.6707 | 0.803 | 0.5398 | 1.6096 | 0.7216 | 0 | 0
2023-02-28 | 11.4115 | 13.5402 | 0.6318 | 0.9224 | 1.9382 | 0 | 0.436 | 0.0912 | 0.6991 | 0.209 | 0.5231 | 13.2345 | 0.5906 | 0.5727 | 1.5654 | 0.8369 | 0.9538 | 0.949
2023-03-01 | 7.9466 | 10.8358 | 0.6605 | 0 | 2.0669 | 0 | 0.2847 | 0.1436 | 0.7187 | 0.0951 | 0.3535 | 8.6447 | 0.5527 | 0.481 | 1.3939 | 0.7403 | 0.8814 | 0.8768
2023-03-02 | 7.4433 | 9.7459 | 0.7128 | 0.8966 | 2.0188 | 0 | 0.23 | 0.5895 | 0.7003 | 0.1666 | 0.368 | 6.8141 | 0.5789 | 0.6313 | 1.7308 | 0.8489 | 0 | 0
2023-03-03 | 6.1761 | 8.4821 | 0.7361 | 0 | 1.9543 | 0 | 0.2914 | 0.0001 | 0.6458 | 0.2603 | 0.3088 | 7.2413 | 0.5216 | 0.2461 | 0.9156 | 0.5134 | 0 | 0
2023-03-04 | 9.7734 | 13.6218 | 0.6977 | 0 | 2.1798 | 0 | 0.3459 | 1.0654 | 0.6397 | 0.2244 | 0.3116 | 8.3724 | 0.859 | 0.8252 | 1.4479 | 0.9447 | 2.0567 | 2.0459
2023-03-05 | 11.5533 | 12.491 | 0.6328 | 0.9943 | 1.929 | 0 | 0.5598 | 0.0001 | 0.6322 | 0.1835 | 0.4156 | 10.1215 | 0.7258 | 0.9173 | 0.8326 | 0.6397 | 2.2344 | 2.2277
2023-03-06 | 5.4206 | 8.359 | 0.2418 | 0 | 2.2326 | 0 | 0.2613 | 0.0001 | 0.6349 | 0.2035 | 0.3801 | 7.1799 | 0.5752 | 0.1123 | 0.7148 | 0.3475 | 0 | 0
2023-03-07 | 5.4009 | 8.0622 | 0 | 0 | 1.9161 | 0 | 0 | 0 | 0.6354 | 0 | 0.3692 | 8.4414 | 0.3916 | 0 | 0.7023 | 0.2558 | 0 | 0
2023-03-08 | 6.9548 | 9.7844 | 0 | 0 | 2.0166 | 0 | 0 | 0.0001 | 0.6369 | 0 | 0.5808 | 11.4789 | 0.3895 | 0 | 0.7044 | 0.2572 | 0 | 0
2023-03-09 | 4.7351 | 7.3517 | 0 | 0 | 1.91 | 0 | 0 | 0.0001 | 0.6385 | 0 | 0.3329 | 7.0606 | 0.3907 | 0 | 0.7039 | 0.2542 | 0 | 0
2023-03-10 | 4.4281 | 7.0301 | 0 | 0 | 1.9012 | 0 | 0 | 0.0001 | 0.6374 | 0 | 0.2803 | 6.476 | 0.3882 | 0 | 0.7097 | 0.2531 | 0 | 0
2023-03-11 | 5.2581 | 8.2284 | 0.2215 | 0 | 2.24 | 0 | 0 | 0.0001 | 0.6309 | 0.1209 | 0.3726 | 7.5543 | 0.464 | 0.0657 | 0.7098 | 0.3329 | 0 | 0
2023-03-12 | 12.72 | 15.5254 | 1.5555 | 0 | 2.167 | 0 | 0.3046 | 0.2615 | 0.6966 | 0.2609 | 0.3358 | 7.9801 | 0.6944 | 0.2444 | 1.582 | 0.6985 | 5.3135 | 5.294
2023-03-13 | 6.284 | 9.6885 | 0.8629 | 0 | 1.9458 | 0 | 0.4166 | 0.1041 | 0.6789 | 0.1489 | 0.3289 | 6.7016 | 0.5898 | 0.3269 | 1.8424 | 0.9751 | 0 | 0
2023-03-14 | 8.9035 | 11.4302 | 0.6465 | 0.9619 | 1.9698 | 0 | 0.3561 | 0.8101 | 0.7018 | 0.1165 | 0.5207 | 9.7263 | 0.8506 | 0.3703 | 1.6792 | 0.7807 | 0 | 0
2023-03-15 | 8.7998 | 10.9587 | 0.5393 | 0.9017 | 2.1931 | 0 | 0.703 | 0.1855 | 0.6874 | 0.2363 | 0.4243 | 9.4609 | 0.4329 | 0.5523 | 1.6692 | 0.7999 | 0 | 0
2023-03-16 | 5.9277 | 10.1548 | 0.5652 | 0 | 2.221 | 0 | 0.2908 | 0.0001 | 0.6717 | 0.404 | 0.2622 | 6.5398 | 0.4773 | 0.5896 | 1.6606 | 1.4072 | 0 | 0
2023-03-17 | 7.0988 | 10.2264 | 0.7862 | 0 | 2.2142 | 0.0078 | 0.2698 | 0.0001 | 0.638 | 0.3974 | 0.225 | 4.593 | 0.5749 | 0.1351 | 1.2499 | 0.5472 | 2.3527 | 2.3462
2023-03-18 | 3.3415 | 6.4116 | 0.6948 | 0 | 2.1968 | 0 | 0.2272 | 0.3404 | 0.7924 | 0.1094 | 0 | 1.0944 | 0.7356 | 0.3097 | 1.2854 | 0.7968 | 0.0548 | 0.054
2023-03-19 | 6.8987 | 8.9438 | 0.6423 | 0.8792 | 2.1719 | 0 | 0.2996 | 0.2923 | 0.7014 | 0.3158 | 0.1942 | 5.6582 | 0.5075 | 0.8376 | 1.6428 | 0.6539 | 0.0605 | 0.066
2023-03-20 | 10.2163 | 13.2264 | 0.7529 | 0 | 2.1217 | 0 | 0.3325 | 0.0001 | 0.6827 | 0.3047 | 0.2955 | 7.7815 | 0.4398 | 0.1601 | 1.4189 | 0.6421 | 3.7479 | 3.7266
2023-03-21 | 7.4315 | 8.8705 | 0.6834 | 0.8069 | 2.3247 | 0 | 0.2761 | 0.5815 | 0.706 | 0.1207 | 0.2379 | 5.9585 | 0.3386 | 0.3063 | 1.136 | 0.7116 | 0.3173 | 0.3126
2023-03-22 | 4.0379 | 6.5682 | 0.7029 | 0.9446 | 2.3821 | 0 | 0.312 | 0.1184 | 0.6867 | 0.1808 | 0 | 1.1041 | 0.4245 | 0.2207 | 1.7165 | 0.7415 | 0 | 0
2023-03-23 | 6.0475 | 9.2953 | 0.6681 | 0 | 2.0649 | 0 | 0.3684 | 0.683 | 0.6439 | 0.2813 | 0 | 1.0946 | 0.6096 | 0.3683 | 1.5131 | 0.7342 | 2.5709 | 2.5644
2023-03-24 | 4.2398 | 6.4556 | 0.6533 | 0.8081 | 2.2934 | 0 | 0.3357 | 0.5849 | 0.6755 | 0.0713 | 0 | 1.1003 | 0.4226 | 0.3621 | 1.5276 | 0.7641 | 0 | 0
2023-03-25 | 7.053 | 9.4511 | 0.6953 | 0 | 1.9548 | 0 | 0.2775 | 0.3192 | 0.6286 | 0.2689 | 0.2463 | 4.6723 | 0.4659 | 0.4539 | 1.1359 | 0.5489 | 1.9377 | 1.9298
2023-03-26 | 6.1989 | 7.8094 | 0.6545 | 0.9194 | 2.1918 | 0 | 0.4412 | 0.1198 | 0.6917 | 0.1365 | 0.2646 | 4.855 | 0.4757 | 0.4292 | 1.2246 | 0.6475 | 0 | 0
2023-03-27 | 3.3904 | 6.452 | 0.6411 | 0 | 2.3836 | 0 | 0.3928 | 0.102 | 0.7133 | 0.1258 | 0 | 1.0918 | 0.3907 | 0.5085 | 1.3834 | 1.0126 | 0 | 0
2023-03-28 | 5.6227 | 8.7942 | 0.6924 | 0.8833 | 2.7909 | 0 | 0.2919 | 0.374 | 0.6445 | 0.1498 | 0 | 1.0885 | 0.5812 | 0.8 | 1.7402 | 1.1294 | 1.0554 | 1.0504
2023-03-29 | 9.6386 | 13.5495 | 0.7399 | 0 | 2.0087 | 0 | 0.2236 | 0.1 | 0.6851 | 0.0852 | 0.2622 | 6.9428 | 0.4092 | 0.1906 | 1.5868 | 0.8552 | 3.756 | 3.7288
2023-03-30 | 4.3185 | 6.6066 | 0.7589 | 0.9828 | 2.4206 | 0 | 0.2372 | 0.1049 | 0.7589 | 0.1623 | 0 | 1.0997 | 0.3449 | 0.443 | 1.6619 | 0.9001 | 0 | 0
2023-03-31 | 10.3147 | 12.8651 | 0.679 | 0 | 2.2154 | 0 | 0.4333 | 0.2284 | 0.6425 | 0.1322 | 0.2986 | 7.4767 | 0.5059 | 0.2195 | 1.0871 | 0.6564 | 3.8481 | 3.736
2023-04-01 | 6.1829 | 8.03 | 0.6863 | 0.979 | 1.9484 | 0 | 0.3311 | 0.0001 | 0.6431 | 0.2837 | 0.2537 | 4.9545 | 0.3989 | 0.3228 | 1.05 | 1.1981 | 0 | 0
2023-04-02 | 4.5827 | 6.904 | 0.6509 | 0.9283 | 2.2559 | 0 | 0.3538 | 1.1621 | 0.7242 | 0.1399 | 0 | 1.0843 | 0.5702 | 0.211 | 1.6517 | 0.6269 | 0 | 0
2023-04-03 | 5.0344 | 8.2959 | 0.7074 | 0 | 2.4062 | 0 | 0.2846 | 0.2486 | 0.8068 | 0.2482 | 0.1538 | 4.1962 | 0.6046 | 0.4165 | 1.5754 | 0.674 | 0 | 0
2023-04-04 | 4.9529 | 7.1092 | 0.6451 | 0.938 | 2.3246 | 0 | 0.2983 | 0.1613 | 0.7377 | 0.122 | 0 | 1.0823 | 0.4131 | 0.4066 | 1.6798 | 0.7111 | 0.748 | 0.7268
2023-04-05 | 5.6511 | 8.1377 | 0.8074 | 0.9718 | 2.3453 | 0 | 0.3387 | 0.6304 | 0.6644 | 0.138 | 0 | 1.0776 | 0.6279 | 0.515 | 1.6769 | 1.0471 | 0.9519 | 0.9229
2023-04-06 | 5.5656 | 9.4567 | 0.7323 | 0.8299 | 2.4265 | 0 | 0.2884 | 3.2376 | 0.6335 | 0.1492 | 0 | 1.0806 | 1.0161 | 0.3137 | 2.2762 | 0.918 | 0 | 0
2023-04-07 | 3.7285 | 6.6997 | 0.693 | 0 | 2.3473 | 0 | 0.4286 | 0.5797 | 0.7988 | 0.1973 | 0 | 1.0857 | 0.6351 | 0.3718 | 1.4373 | 0.6708 | 0 | 0
2023-04-08 | 7.2531 | 8.0399 | 0.4673 | 0.821 | 1.2058 | 0 | 0.3456 | 0.6686 | 0.6311 | 0.0544 | 0.1551 | 4.0019 | 0.4354 | 0.2113 | 1.0373 | 0.5206 | 2.0303 | 1.976

## Correlation, alt computations (hidden)
Testing different correlation levels between therms and HDD
[5 empty] | CORRELATIONS OF BASELINE THERMS LOAD TO HDD | [32 empty] | Correlation level vs max correlation level in row (showing HDD's with correlations over 99.5% of max correlation)
HDD Source | Unit (s) | PERIOD Correlated | Highest Correl HDD | Correlation at Max | HDD 39 | HDD 40 | HDD 41 | HDD 42 | HDD 43 | HDD 44 | HDD 45 | HDD 46 | HDD 47 | HDD 48 | HDD 49 | HDD 50 | HDD 51 | HDD 52 | HDD 53 | HDD 54 | HDD 55 | HDD 56 | HDD 57 | HDD 58 | HDD 59 | HDD 60 | HDD 61 | HDD 62 | HDD 63 | HDD 64 | HDD 65 | HDD 66 | HDD 67 | HDD 68 | HDD 69 | HDD 70 | HDD 71 | HDD 39 | HDD 40 | HDD 41 | HDD 42 | HDD 43 | HDD 44 | HDD 45 | HDD 46 | HDD 47 | HDD 48 | HDD 49 | HDD 50 | HDD 51 | HDD 52 | HDD 53 | HDD 54 | HDD 55 | HDD 56 | HDD 57 | HDD 58 | HDD 59 | HDD 60 | HDD 61 | HDD 62 | HDD 63 | HDD 64 | HDD 65 | HDD 66 | HDD 67 | HDD 68 | HDD 69 | HDD 70 | HDD 71
Mean KBED/KBOS | 118 | Monthly, November 2010 to June 2015 | HDD 52 | 97.76% | 93.11% | 93.91% | 94.61% | 95.23% | 95.77% | 96.24% | 96.63% | 96.95% | 97.22% | 97.42% | 97.58% | 97.68% | 97.74% | 97.76% | 97.74% | 97.69% | 97.6% | 97.49% | 97.34% | 97.17% | 96.99% | 96.78% | 96.56% | 96.32% | 96.07% | 95.81% | 95.54% | 95.28% | 95.01% | 94.75% | 94.5% | 94.26% | 94.03% | 95.25% | 96.06% | 96.78% | 97.41% | 97.97% | 98.44% | 98.84% | 99.18% | 99.45% | 99.66% | 99.81% | 99.92% | 99.98% | 100% | 99.98% | 99.92% | 99.84% | 99.72% | 99.57% | 99.4% | 99.21% | 99% | 98.77% | 98.52% | 98.27% | 98% | 97.73% | 97.46% | 97.19% | 96.92% | 96.66% | 96.42% | 96.19%
Mean KBED/KBOS | 120 | Monthly, November 2010 to June 2015 | HDD 43 | 96.93% | 96.42% | 96.67% | 96.83% | 96.92% | 96.93% | 96.87% | 96.75% | 96.59% | 96.37% | 96.11% | 95.82% | 95.49% | 95.15% | 94.77% | 94.38% | 93.97% | 93.55% | 93.12% | 92.68% | 92.24% | 91.8% | 91.35% | 90.9% | 90.45% | 90.01% | 89.57% | 89.14% | 88.72% | 88.32% | 87.93% | 87.57% | 87.23% | 86.92% | 99.47% | 99.74% | 99.9% | 99.99% | 100% | 99.94% | 99.82% | 99.65% | 99.42% | 99.16% | 98.85% | 98.52% | 98.16% | 97.78% | 97.37% | 96.95% | 96.52% | 96.07% | 95.62% | 95.17% | 94.71% | 94.25% | 93.78% | 93.32% | 92.86% | 92.41% | 91.96% | 91.53% | 91.12% | 90.72% | 90.35% | 90% | 89.67%
Mean KBED/KBOS | Both | Monthly, November 2010 to June 2015 | HDD 49 | 98.31% | 95.39% | 96.02% | 96.57% | 97.02% | 97.4% | 97.71% | 97.94% | 98.12% | 98.24% | 98.3% | 98.31% | 98.28% | 98.21% | 98.11% | 97.97% | 97.8% | 97.61% | 97.4% | 97.16% | 96.9% | 96.63% | 96.34% | 96.05% | 95.74% | 95.42% | 95.1% | 94.78% | 94.46% | 94.15% | 93.85% | 93.56% | 93.28% | 93.03% | 97.03% | 97.67% | 98.22% | 98.69% | 99.08% | 99.39% | 99.63% | 99.8% | 99.92% | 99.98% | 100% | 99.97% | 99.9% | 99.79% | 99.65% | 99.48% | 99.29% | 99.07% | 98.83% | 98.56% | 98.29% | 98% | 97.7% | 97.38% | 97.06% | 96.73% | 96.41% | 96.08% | 95.77% | 95.46% | 95.16% | 94.89% | 94.63%
Mean KBED/KBOS | 118 | Monthly, November 2010 to October 2012 | HDD 50 | 99.14% | 95.73% | 96.32% | 96.85% | 97.33% | 97.75% | 98.11% | 98.42% | 98.67% | 98.87% | 99.01% | 99.1% | 99.14% | 99.14% | 99.09% | 99% | 98.87% | 98.71% | 98.51% | 98.28% | 98.02% | 97.74% | 97.44% | 97.12% | 96.77% | 96.41% | 96.05% | 95.68% | 95.3% | 94.94% | 94.57% | 94.22% | 93.9% | 93.59% | 96.56% | 97.16% | 97.7% | 98.17% | 98.6% | 98.97% | 99.28% | 99.53% | 99.73% | 99.87% | 99.96% | 100% | 100% | 99.95% | 99.87% | 99.74% | 99.57% | 99.37% | 99.14% | 98.88% | 98.6% | 98.29% | 97.96% | 97.61% | 97.25% | 96.88% | 96.51% | 96.13% | 95.76% | 95.4% | 95.05% | 94.72% | 94.4%
Mean KBED/KBOS | 118 | Monthly, November 2012 to June 2015 | HDD 53 | 97.02% | 92.18% | 93% | 93.72% | 94.36% | 94.91% | 95.39% | 95.79% | 96.13% | 96.4% | 96.62% | 96.78% | 96.9% | 96.98% | 97.02% | 97.02% | 96.99% | 96.94% | 96.86% | 96.75% | 96.62% | 96.48% | 96.32% | 96.15% | 95.96% | 95.76% | 95.56% | 95.35% | 95.14% | 94.94% | 94.74% | 94.54% | 94.35% | 94.18% | 95.02% | 95.86% | 96.6% | 97.26% | 97.83% | 98.32% | 98.73% | 99.08% | 99.36% | 99.58% | 99.76% | 99.88% | 99.96% | 100% | 100% | 99.97% | 99.91% | 99.83% | 99.72% | 99.59% | 99.44% | 99.28% | 99.1% | 98.91% | 98.7% | 98.49% | 98.28% | 98.07% | 97.85% | 97.64% | 97.44% | 97.25% | 97.07%
Mean KBED/KBOS | 120 | Monthly, November 2010 to October 2012 | HDD 43 | 94.65% | 94.11% | 94.36% | 94.53% | 94.62% | 94.65% | 94.62% | 94.52% | 94.37% | 94.17% | 93.92% | 93.64% | 93.32% | 92.97% | 92.6% | 92.2% | 91.77% | 91.33% | 90.88% | 90.4% | 89.91% | 89.41% | 88.9% | 88.38% | 87.86% | 87.34% | 86.82% | 86.31% | 85.81% | 85.33% | 84.87% | 84.43% | 84.03% | 83.65% | 99.43% | 99.69% | 99.87% | 99.97% | 100% | 99.97% | 99.86% | 99.7% | 99.49% | 99.23% | 98.93% | 98.59% | 98.23% | 97.83% | 97.41% | 96.96% | 96.5% | 96.01% | 95.51% | 94.99% | 94.46% | 93.93% | 93.38% | 92.83% | 92.27% | 91.73% | 91.19% | 90.66% | 90.15% | 89.66% | 89.2% | 88.78% | 88.38%
Mean KBED/KBOS | 120 | Monthly, November 2012 to June 2015 | HDD 43 | 97.97% | 97.23% | 97.55% | 97.77% | 97.91% | 97.97% | 97.96% | 97.89% | 97.77% | 97.59% | 97.37% | 97.12% | 96.83% | 96.52% | 96.19% | 95.83% | 95.46% | 95.08% | 94.7% | 94.31% | 93.91% | 93.52% | 93.13% | 92.73% | 92.34% | 91.95% | 91.57% | 91.2% | 90.84% | 90.5% | 90.17% | 89.86% | 89.57% | 89.3% | 99.24% | 99.57% | 99.8% | 99.94% | 100% | 99.99% | 99.92% | 99.79% | 99.61% | 99.38% | 99.13% | 98.84% | 98.52% | 98.18% | 97.81% | 97.44% | 97.05% | 96.66% | 96.26% | 95.85% | 95.46% | 95.05% | 94.65% | 94.25% | 93.85% | 93.47% | 93.09% | 92.72% | 92.37% | 92.03% | 91.72% | 91.42% | 91.15%
Mean KBED/KBOS | Both | Monthly, November 2010 to October 2012 | HDD 48 | 98.99% | 96.64% | 97.14% | 97.58% | 97.95% | 98.27% | 98.53% | 98.73% | 98.87% | 98.96% | 98.99% | 98.98% | 98.92% | 98.82% | 98.68% | 98.5% | 98.29% | 98.05% | 97.77% | 97.47% | 97.14% | 96.8% | 96.44% | 96.05% | 95.65% | 95.24% | 94.83% | 94.41% | 94% | 93.59% | 93.2% | 92.82% | 92.47% | 92.14% | 97.62% | 98.13% | 98.57% | 98.95% | 99.27% | 99.53% | 99.73% | 99.88% | 99.96% | 100% | 99.99% | 99.92% | 99.82% | 99.68% | 99.51% | 99.29% | 99.04% | 98.77% | 98.46% | 98.13% | 97.79% | 97.42% | 97.03% | 96.62% | 96.21% | 95.79% | 95.38% | 94.96% | 94.55% | 94.15% | 93.77% | 93.41% | 93.07%
Mean KBED/KBOS | Both | Monthly, November 2012 to June 2015 | HDD 49 | 97.92% | 94.82% | 95.49% | 96.05% | 96.53% | 96.93% | 97.25% | 97.5% | 97.69% | 97.82% | 97.89% | 97.92% | 97.91% | 97.86% | 97.78% | 97.66% | 97.52% | 97.36% | 97.18% | 96.98% | 96.76% | 96.53% | 96.3% | 96.05% | 95.79% | 95.53% | 95.27% | 95% | 94.74% | 94.49% | 94.24% | 94.01% | 93.78% | 93.58% | 96.83% | 97.51% | 98.09% | 98.58% | 98.99% | 99.31% | 99.57% | 99.76% | 99.89% | 99.97% | 100% | 99.99% | 99.94% | 99.85% | 99.73% | 99.59% | 99.42% | 99.24% | 99.03% | 98.81% | 98.58% | 98.34% | 98.08% | 97.82% | 97.55% | 97.29% | 97.02% | 96.75% | 96.49% | 96.24% | 96% | 95.77% | 95.56%
Mean KBED/KBOS | 118 | Daily, 10/2/2022 to 3/31/2023 | HDD 51 | 88.76% | 80.56% | 82.19% | 83.61% | 84.86% | 85.9% | 86.74% | 87.41% | 87.91% | 88.27% | 88.52% | 88.68% | 88.75% | 88.76% | 88.71% | 88.6% | 88.46% | 88.29% | 88.08% | 87.87% | 87.65% | 87.44% | 87.25% | 87.06% | 86.87% | 86.68% | 86.51% | 86.35% | 86.2% | 86.07% | 85.96% | 85.86% | 85.78% | 85.71% | 90.76% | 92.6% | 94.19% | 95.6% | 96.77% | 97.72% | 98.48% | 99.04% | 99.44% | 99.72% | 99.9% | 99.99% | 100% | 99.94% | 99.82% | 99.65% | 99.46% | 99.23% | 98.99% | 98.74% | 98.51% | 98.29% | 98.07% | 97.86% | 97.65% | 97.46% | 97.28% | 97.11% | 96.96% | 96.84% | 96.73% | 96.63% | 96.56%
Mean KBED/KBOS | 120 | Daily, 10/2/2022 to 3/31/2023 | HDD 52 | 83.93% | 73.55% | 75.34% | 76.91% | 78.27% | 79.5% | 80.57% | 81.47% | 82.18% | 82.72% | 83.15% | 83.48% | 83.71% | 83.85% | 83.93% | 83.93% | 83.88% | 83.81% | 83.71% | 83.58% | 83.45% | 83.32% | 83.19% | 83.05% | 82.91% | 82.77% | 82.63% | 82.49% | 82.37% | 82.27% | 82.17% | 82.09% | 82.02% | 81.96% | 87.63% | 89.77% | 91.64% | 93.25% | 94.72% | 96% | 97.07% | 97.91% | 98.56% | 99.07% | 99.46% | 99.73% | 99.9% | 100% | 99.99% | 99.94% | 99.86% | 99.74% | 99.59% | 99.43% | 99.27% | 99.12% | 98.96% | 98.78% | 98.61% | 98.45% | 98.29% | 98.15% | 98.02% | 97.91% | 97.81% | 97.72% | 97.65%
Mean KBED/KBOS | Both | Daily, 10/2/2022 to 3/31/2023 | HDD 51 | 91.56% | 82.11% | 83.89% | 85.44% | 86.79% | 87.97% | 88.94% | 89.74% | 90.34% | 90.79% | 91.12% | 91.36% | 91.5% | 91.56% | 91.56% | 91.48% | 91.37% | 91.23% | 91.05% | 90.86% | 90.66% | 90.48% | 90.3% | 90.12% | 89.93% | 89.75% | 89.59% | 89.43% | 89.28% | 89.15% | 89.04% | 88.95% | 88.86% | 88.8% | 89.68% | 91.62% | 93.32% | 94.8% | 96.07% | 97.14% | 98.01% | 98.67% | 99.16% | 99.52% | 99.78% | 99.93% | 100% | 100% | 99.91% | 99.79% | 99.64% | 99.44% | 99.24% | 99.02% | 98.82% | 98.62% | 98.42% | 98.22% | 98.03% | 97.85% | 97.67% | 97.51% | 97.37% | 97.25% | 97.15% | 97.05% | 96.98%
Mean KBED/KBOS | 118 | Daily, 10/2/2022 to 12/31/2022 | HDD 44 | 93.92% | 92.5% | 93.04% | 93.46% | 93.7% | 93.85% | 93.92% | 93.91% | 93.77% | 93.54% | 93.23% | 92.88% | 92.48% | 92.05% | 91.62% | 91.16% | 90.7% | 90.23% | 89.75% | 89.27% | 88.8% | 88.35% | 87.95% | 87.56% | 87.18% | 86.82% | 86.49% | 86.18% | 85.91% | 85.68% | 85.49% | 85.32% | 85.17% | 85.06% | 98.48% | 99.06% | 99.51% | 99.76% | 99.92% | 100% | 99.98% | 99.83% | 99.59% | 99.26% | 98.89% | 98.47% | 98.01% | 97.55% | 97.06% | 96.56% | 96.07% | 95.56% | 95.04% | 94.54% | 94.07% | 93.64% | 93.23% | 92.81% | 92.43% | 92.09% | 91.76% | 91.47% | 91.22% | 91.01% | 90.83% | 90.68% | 90.56%
Mean KBED/KBOS | 118 | Daily 1/1/2023 to 3/31/2023 | HDD 48 | 83.92% | 79.37% | 80.45% | 81.32% | 82.09% | 82.73% | 83.21% | 83.57% | 83.77% | 83.86% | 83.92% | 83.89% | 83.84% | 83.74% | 83.61% | 83.43% | 83.26% | 83.1% | 82.91% | 82.79% | 82.67% | 82.6% | 82.55% | 82.51% | 82.5% | 82.5% | 82.5% | 82.49% | 82.49% | 82.49% | 82.48% | 82.48% | 82.48% | 82.48% | 94.58% | 95.87% | 96.9% | 97.82% | 98.59% | 99.16% | 99.59% | 99.83% | 99.94% | 100% | 99.97% | 99.91% | 99.79% | 99.63% | 99.43% | 99.22% | 99.02% | 98.81% | 98.66% | 98.51% | 98.43% | 98.37% | 98.33% | 98.32% | 98.31% | 98.31% | 98.3% | 98.3% | 98.3% | 98.29% | 98.29% | 98.28% | 98.28%
Mean KBED/KBOS | 120 | Daily, 10/2/2022 to 12/31/2022 | HDD 56 | 85.92% | 69.84% | 72.05% | 74.15% | 75.97% | 77.72% | 79.36% | 80.78% | 81.96% | 82.94% | 83.73% | 84.37% | 84.88% | 85.28% | 85.57% | 85.74% | 85.84% | 85.91% | 85.92% | 85.89% | 85.82% | 85.74% | 85.65% | 85.53% | 85.39% | 85.24% | 85.09% | 84.94% | 84.8% | 84.67% | 84.56% | 84.45% | 84.36% | 84.28% | 81.28% | 83.86% | 86.29% | 88.41% | 90.45% | 92.36% | 94.01% | 95.39% | 96.52% | 97.45% | 98.19% | 98.79% | 99.25% | 99.59% | 99.79% | 99.91% | 99.99% | 100% | 99.96% | 99.88% | 99.79% | 99.68% | 99.55% | 99.38% | 99.2% | 99.03% | 98.85% | 98.7% | 98.54% | 98.41% | 98.29% | 98.18% | 98.09%
Mean KBED/KBOS | 120 | Daily 1/1/2023 to 3/31/2023 | HDD 49 | 78.76% | 74.79% | 75.79% | 76.53% | 77.15% | 77.69% | 78.08% | 78.38% | 78.57% | 78.66% | 78.73% | 78.76% | 78.76% | 78.73% | 78.68% | 78.6% | 78.53% | 78.44% | 78.36% | 78.28% | 78.23% | 78.2% | 78.17% | 78.15% | 78.14% | 78.14% | 78.14% | 78.14% | 78.13% | 78.13% | 78.13% | 78.13% | 78.13% | 78.13% | 94.96% | 96.23% | 97.16% | 97.95% | 98.63% | 99.14% | 99.52% | 99.76% | 99.87% | 99.96% | 100% | 100% | 99.95% | 99.9% | 99.79% | 99.71% | 99.58% | 99.48% | 99.39% | 99.33% | 99.29% | 99.24% | 99.21% | 99.21% | 99.2% | 99.2% | 99.2% | 99.2% | 99.2% | 99.2% | 99.2% | 99.19% | 99.19%
Mean KBED/KBOS | Both | Daily, 10/2/2022 to 12/31/2022 | HDD 49 | 94.63% | 88.44% | 89.69% | 90.82% | 91.72% | 92.53% | 93.25% | 93.82% | 94.22% | 94.47% | 94.6% | 94.63% | 94.58% | 94.47% | 94.31% | 94.08% | 93.82% | 93.55% | 93.24% | 92.91% | 92.58% | 92.26% | 91.96% | 91.67% | 91.36% | 91.06% | 90.79% | 90.53% | 90.3% | 90.09% | 89.92% | 89.77% | 89.64% | 89.53% | 93.46% | 94.79% | 95.98% | 96.93% | 97.79% | 98.55% | 99.15% | 99.57% | 99.83% | 99.97% | 100% | 99.95% | 99.83% | 99.67% | 99.42% | 99.15% | 98.86% | 98.54% | 98.19% | 97.84% | 97.5% | 97.19% | 96.87% | 96.54% | 96.23% | 95.95% | 95.67% | 95.43% | 95.21% | 95.03% | 94.87% | 94.73% | 94.61%
Mean KBED/KBOS | Both | Daily 1/1/2023 to 3/31/2023 | HDD 49 | 86.94% | 82.37% | 83.48% | 84.35% | 85.11% | 85.74% | 86.22% | 86.58% | 86.78% | 86.88% | 86.94% | 86.94% | 86.91% | 86.83% | 86.73% | 86.58% | 86.44% | 86.3% | 86.15% | 86.04% | 85.94% | 85.88% | 85.84% | 85.8% | 85.79% | 85.79% | 85.79% | 85.78% | 85.78% | 85.78% | 85.78% | 85.78% | 85.77% | 85.77% | 94.75% | 96.02% | 97.02% | 97.89% | 98.62% | 99.17% | 99.58% | 99.82% | 99.93% | 100% | 100% | 99.96% | 99.87% | 99.75% | 99.58% | 99.43% | 99.26% | 99.09% | 98.96% | 98.84% | 98.78% | 98.73% | 98.69% | 98.68% | 98.67% | 98.67% | 98.67% | 98.67% | 98.67% | 98.66% | 98.66% | 98.65% | 98.65%

## Intercept, alt computations (hidden)
Testing intercepts for therm/HDD regressions
INTERCEPTS FOR REGRESSIONS
HDD Source | Unit (s) | PERIOD Correlated |  |  | HDD 39 | HDD 40 | HDD 41 | HDD 42 | HDD 43 | HDD 44 | HDD 45 | HDD 46 | HDD 47 | HDD 48 | HDD 49 | HDD 50 | HDD 51 | HDD 52 | HDD 53 | HDD 54 | HDD 55 | HDD 56 | HDD 57 | HDD 58 | HDD 59 | HDD 60 | HDD 61 | HDD 62 | HDD 63 | HDD 64 | HDD 65 | HDD 66 | HDD 67 | HDD 68 | HDD 69 | HDD 70 | HDD 71
Mean KBED/KBOS | 118 | Monthly, November 2010 to June 2015 |  |  | 3.9382 | 3.5175 | 3.1085 | 2.7126 | 2.3255 | 1.9457 | 1.5731 | 1.2085 | 0.85077 | 0.49482 | 0.13947 | -0.21502 | -0.57178 | -0.92744 | -1.2862 | -1.6461 | -2.0144 | -2.3886 | -2.771 | -3.1658 | -3.5665 | -3.973 | -4.3898 | -4.8212 | -5.2665 | -5.7309 | -6.2123 | -6.7103 | -7.2284 | -7.77 | -8.3335 | -8.924 | -9.5449
Mean KBED/KBOS | 120 | Monthly, November 2010 to June 2015 |  |  | 0.20863 | 0.045007 | -0.11161 | -0.26088 | -0.40497 | -0.54488 | -0.6807 | -0.81213 | -0.94026 | -1.0671 | -1.1936 | -1.3197 | -1.4469 | -1.5733 | -1.7012 | -1.83 | -1.9627 | -2.0983 | -2.2379 | -2.3832 | -2.5314 | -2.6825 | -2.8383 | -3.0007 | -3.1693 | -3.3466 | -3.5316 | -3.724 | -3.9256 | -4.1379 | -4.36 | -4.5942 | -4.8419
Mean KBED/KBOS | Both | Monthly, November 2010 to June 2015 |  |  | 4.1468 | 3.5625 | 2.9969 | 2.4517 | 1.9205 | 1.4009 | 0.89243 | 0.39641 | -0.089484 | -0.57233 | -1.0542 | -1.5348 | -2.0186 | -2.5007 | -2.9874 | -3.4761 | -3.9771 | -4.487 | -5.0089 | -5.549 | -6.0979 | -6.6555 | -7.2281 | -7.8219 | -8.4358 | -9.0774 | -9.7439 | -10.4343 | -11.154 | -11.9079 | -12.6935 | -13.5182 | -14.3868
Mean KBED/KBOS | 118 | Monthly, November 2010 to October 2012 |  |  | 2.9353 | 2.6197 | 2.3092 | 2.0041 | 1.6969 | 1.3879 | 1.0783 | 0.7702 | 0.46297 | 0.15493 | -0.15641 | -0.46724 | -0.78514 | -1.1031 | -1.424 | -1.7468 | -2.0777 | -2.4151 | -2.7538 | -3.1086 | -3.464 | -3.8267 | -4.1959 | -4.5809 | -4.9771 | -5.3866 | -5.8072 | -6.2389 | -6.6909 | -7.1644 | -7.6563 | -8.1797 | -8.7288
Mean KBED/KBOS | 118 | Monthly, November 2012 to June 2015 |  |  | 4.4714 | 3.9927 | 3.5275 | 3.0779 | 2.6431 | 2.2203 | 1.8091 | 1.4108 | 1.0221 | 0.63708 | 0.25527 | -0.12588 | -0.50574 | -0.88368 | -1.2647 | -1.6464 | -2.0368 | -2.4326 | -2.8427 | -3.2616 | -3.691 | -4.1249 | -4.5719 | -5.0323 | -5.5085 | -6.009 | -6.5319 | -7.076 | -7.64 | -8.229 | -8.8431 | -9.4799 | -10.1512
Mean KBED/KBOS | 120 | Monthly, November 2010 to October 2012 |  |  | 0.12597 | 0.021702 | -0.079374 | -0.177 | -0.27417 | -0.3711 | -0.46662 | -0.56089 | -0.6541 | -0.74718 | -0.84103 | -0.93449 | -1.0303 | -1.126 | -1.2228 | -1.3201 | -1.4206 | -1.5233 | -1.6264 | -1.735 | -1.8436 | -1.955 | -2.0685 | -2.1877 | -2.3108 | -2.4387 | -2.5707 | -2.7067 | -2.8503 | -3.0016 | -3.1598 | -3.3295 | -3.5085
Mean KBED/KBOS | 120 | Monthly, November 2012 to June 2015 |  |  | 0.36412 | 0.15982 | -0.035681 | -0.22174 | -0.39928 | -0.56979 | -0.73403 | -0.89129 | -1.0435 | -1.1935 | -1.3418 | -1.4899 | -1.6374 | -1.7837 | -1.9315 | -2.0802 | -2.2331 | -2.3892 | -2.5526 | -2.7208 | -2.8947 | -3.071 | -3.2539 | -3.4434 | -3.6406 | -3.8498 | -4.0699 | -4.3005 | -4.5407 | -4.7935 | -5.0583 | -5.3342 | -5.6268
Mean KBED/KBOS | Both | Monthly, November 2010 to October 2012 |  |  | 3.0613 | 2.6414 | 2.2298 | 1.8271 | 1.4227 | 1.0168 | 0.61168 | 0.20931 | -0.19113 | -0.59225 | -0.99744 | -1.4017 | -1.8155 | -2.229 | -2.6468 | -3.0669 | -3.4984 | -3.9384 | -4.3801 | -4.8436 | -5.3077 | -5.7817 | -6.2644 | -6.7685 | -7.2879 | -7.8252 | -8.3779 | -8.9456 | -9.5412 | -10.166 | -10.8161 | -11.5092 | -12.2373
Mean KBED/KBOS | Both | Monthly, November 2012 to June 2015 |  |  | 4.8355 | 4.1525 | 3.4918 | 2.8562 | 2.2439 | 1.6505 | 1.0751 | 0.5195 | -0.021362 | -0.55639 | -1.0866 | -1.6158 | -2.1432 | -2.6674 | -3.1963 | -3.7266 | -4.2699 | -4.8217 | -5.3954 | -5.9824 | -6.5857 | -7.1959 | -7.8258 | -8.4757 | -9.1491 | -9.8588 | -10.6018 | -11.3764 | -12.1807 | -13.0224 | -13.9013 | -14.8141 | -15.778
Mean KBED/KBOS | 118 | Daily, 10/2/2022 to 3/31/2023 |  |  | 5.499 | 5.0603 | 4.6139 | 4.1673 | 3.7243 | 3.2892 | 2.8669 | 2.4634 | 2.0709 | 1.6941 | 1.3209 | 0.96406 | 0.60758 | 0.25245 | -0.10156 | -0.46649 | -0.83841 | -1.2126 | -1.5965 | -1.9933 | -2.417 | -2.8568 | -3.3093 | -3.7653 | -4.2328 | -4.7068 | -5.1908 | -5.6854 | -6.2009 | -6.7294 | -7.2716 | -7.8258 | -8.3922
Mean KBED/KBOS | 120 | Daily, 10/2/2022 to 3/31/2023 |  |  | 3.6447 | 3.4001 | 3.1511 | 2.9024 | 2.652 | 2.4036 | 2.1616 | 1.9295 | 1.704 | 1.487 | 1.2723 | 1.0667 | 0.86191 | 0.65758 | 0.45506 | 0.24658 | 0.033915 | -0.1809 | -0.39972 | -0.62695 | -0.86799 | -1.1175 | -1.374 | -1.6317 | -1.8955 | -2.1626 | -2.4352 | -2.7138 | -3.0035 | -3.3007 | -3.6048 | -3.9158 | -4.2331
Mean KBED/KBOS | Both | Daily, 10/2/2022 to 3/31/2023 |  |  | 9.1437 | 8.4604 | 7.7649 | 7.0697 | 6.3764 | 5.6928 | 5.0284 | 4.3929 | 3.775 | 3.1811 | 2.5932 | 2.0307 | 1.4695 | 0.91003 | 0.3535 | -0.21991 | -0.80449 | -1.3935 | -1.9962 | -2.6202 | -3.285 | -3.9743 | -4.6834 | -5.3971 | -6.1282 | -6.8693 | -7.626 | -8.3993 | -9.2044 | -10.0301 | -10.8764 | -11.7416 | -12.6253
Mean KBED/KBOS | 118 | Daily, 10/2/2022 to 12/31/2022 |  |  | 2.115 | 1.8971 | 1.6743 | 1.4611 | 1.2423 | 1.022 | 0.80522 | 0.60487 | 0.40611 | 0.21717 | 0.028718 | -0.15359 | -0.33895 | -0.5353 | -0.73471 | -0.95091 | -1.1789 | -1.4117 | -1.6522 | -1.909 | -2.1894 | -2.4892 | -2.8019 | -3.1147 | -3.4398 | -3.7725 | -4.1166 | -4.4724 | -4.8496 | -5.2413 | -5.6464 | -6.0644 | -6.4943
Mean KBED/KBOS | 118 | Daily 1/1/2023 to 3/31/2023 |  |  | 9.8346 | 9.3426 | 8.8319 | 8.2994 | 7.7595 | 7.2171 | 6.6764 | 6.1368 | 5.5985 | 5.0591 | 4.5074 | 3.9623 | 3.403 | 2.8472 | 2.2824 | 1.7049 | 1.118 | 0.52166 | -0.1014 | -0.73503 | -1.4048 | -2.0801 | -2.7666 | -3.4732 | -4.1863 | -4.9017 | -5.6158 | -6.3298 | -7.0451 | -7.7576 | -8.4728 | -9.185 | -9.9001
Mean KBED/KBOS | 120 | Daily, 10/2/2022 to 12/31/2022 |  |  | 2.799 | 2.648 | 2.4905 | 2.3365 | 2.1753 | 2.0099 | 1.8466 | 1.6925 | 1.5404 | 1.3948 | 1.2507 | 1.1108 | 0.97038 | 0.82531 | 0.68028 | 0.52687 | 0.36565 | 0.2019 | 0.033912 | -0.14352 | -0.33451 | -0.53627 | -0.74514 | -0.95353 | -1.1683 | -1.3872 | -1.6119 | -1.8436 | -2.0868 | -2.3384 | -2.597 | -2.8631 | -3.1358
Mean KBED/KBOS | 120 | Daily 1/1/2023 to 3/31/2023 |  |  | 4.744 | 4.4306 | 4.1083 | 3.7741 | 3.4336 | 3.0916 | 2.7504 | 2.4073 | 2.065 | 1.721 | 1.3661 | 1.0157 | 0.65457 | 0.29321 | -0.074672 | -0.45254 | -0.83402 | -1.2257 | -1.6298 | -2.0437 | -2.4773 | -2.9118 | -3.3538 | -3.8077 | -4.2658 | -4.7248 | -5.1832 | -5.6417 | -6.1007 | -6.5585 | -7.0175 | -7.4752 | -7.9341
Mean KBED/KBOS | Both | Daily, 10/2/2022 to 12/31/2022 |  |  | 4.914 | 4.5452 | 4.1648 | 3.7976 | 3.4176 | 3.0319 | 2.6518 | 2.2973 | 1.9466 | 1.612 | 1.2794 | 0.95725 | 0.63143 | 0.29001 | -0.054429 | -0.42404 | -0.81321 | -1.2098 | -1.6183 | -2.0525 | -2.5239 | -3.0254 | -3.5471 | -4.0683 | -4.6081 | -5.1597 | -5.7285 | -6.316 | -6.9364 | -7.5797 | -8.2434 | -8.9275 | -9.6301
Mean KBED/KBOS | Both | Daily 1/1/2023 to 3/31/2023 |  |  | 14.5786 | 13.7732 | 12.9402 | 12.0734 | 11.193 | 10.3087 | 9.4268 | 8.5442 | 7.6635 | 6.7801 | 5.8735 | 4.978 | 4.0575 | 3.1405 | 2.2077 | 1.2523 | 0.28399 | -0.70405 | -1.7312 | -2.7787 | -3.8821 | -4.9919 | -6.1204 | -7.2809 | -8.4521 | -9.6264 | -10.799 | -11.9715 | -13.1458 | -14.3161 | -15.4903 | -16.6602 | -17.8343
ABSOLUTE VALUES OF INTERCEPTS
HDD Source | Unit (s) | PERIOD Correlated | Closest to zero | ABS Int at closest | HDD 39 | HDD 40 | HDD 41 | HDD 42 | HDD 43 | HDD 44 | HDD 45 | HDD 46 | HDD 47 | HDD 48 | HDD 49 | HDD 50 | HDD 51 | HDD 52 | HDD 53 | HDD 54 | HDD 55 | HDD 56 | HDD 57 | HDD 58 | HDD 59 | HDD 60 | HDD 61 | HDD 62 | HDD 63 | HDD 64 | HDD 65 | HDD 66 | HDD 67 | HDD 68 | HDD 69 | HDD 70 | HDD 71
Mean KBED/KBOS | 118 | Monthly, November 2010 to June 2015 | HDD 49 | 0.13947 | 3.9382 | 3.5175 | 3.1085 | 2.7126 | 2.3255 | 1.9457 | 1.5731 | 1.2085 | 0.85077 | 0.49482 | 0.13947 | 0.21502 | 0.57178 | 0.92744 | 1.2862 | 1.6461 | 2.0144 | 2.3886 | 2.771 | 3.1658 | 3.5665 | 3.973 | 4.3898 | 4.8212 | 5.2665 | 5.7309 | 6.2123 | 6.7103 | 7.2284 | 7.77 | 8.3335 | 8.924 | 9.5449
Mean KBED/KBOS | 120 | Monthly, November 2010 to June 2015 | HDD 40 | 0.045007 | 0.20863 | 0.045007 | 0.11161 | 0.26088 | 0.40497 | 0.54488 | 0.6807 | 0.81213 | 0.94026 | 1.0671 | 1.1936 | 1.3197 | 1.4469 | 1.5733 | 1.7012 | 1.83 | 1.9627 | 2.0983 | 2.2379 | 2.3832 | 2.5314 | 2.6825 | 2.8383 | 3.0007 | 3.1693 | 3.3466 | 3.5316 | 3.724 | 3.9256 | 4.1379 | 4.36 | 4.5942 | 4.8419
Mean KBED/KBOS | Both | Monthly, November 2010 to June 2015 | HDD 47 | 0.089484 | 4.1468 | 3.5625 | 2.9969 | 2.4517 | 1.9205 | 1.4009 | 0.89243 | 0.39641 | 0.089484 | 0.57233 | 1.0542 | 1.5348 | 2.0186 | 2.5007 | 2.9874 | 3.4761 | 3.9771 | 4.487 | 5.0089 | 5.549 | 6.0979 | 6.6555 | 7.2281 | 7.8219 | 8.4358 | 9.0774 | 9.7439 | 10.4343 | 11.154 | 11.9079 | 12.6935 | 13.5182 | 14.3868
Mean KBED/KBOS | 118 | Monthly, November 2010 to October 2012 | HDD 48 | 0.15493 | 2.9353 | 2.6197 | 2.3092 | 2.0041 | 1.6969 | 1.3879 | 1.0783 | 0.7702 | 0.46297 | 0.15493 | 0.15641 | 0.46724 | 0.78514 | 1.1031 | 1.424 | 1.7468 | 2.0777 | 2.4151 | 2.7538 | 3.1086 | 3.464 | 3.8267 | 4.1959 | 4.5809 | 4.9771 | 5.3866 | 5.8072 | 6.2389 | 6.6909 | 7.1644 | 7.6563 | 8.1797 | 8.7288
Mean KBED/KBOS | 118 | Monthly, November 2012 to June 2015 | HDD 50 | 0.12588 | 4.4714 | 3.9927 | 3.5275 | 3.0779 | 2.6431 | 2.2203 | 1.8091 | 1.4108 | 1.0221 | 0.63708 | 0.25527 | 0.12588 | 0.50574 | 0.88368 | 1.2647 | 1.6464 | 2.0368 | 2.4326 | 2.8427 | 3.2616 | 3.691 | 4.1249 | 4.5719 | 5.0323 | 5.5085 | 6.009 | 6.5319 | 7.076 | 7.64 | 8.229 | 8.8431 | 9.4799 | 10.1512
Mean KBED/KBOS | 120 | Monthly, November 2010 to October 2012 | HDD 40 | 0.021702 | 0.12597 | 0.021702 | 0.079374 | 0.177 | 0.27417 | 0.3711 | 0.46662 | 0.56089 | 0.6541 | 0.74718 | 0.84103 | 0.93449 | 1.0303 | 1.126 | 1.2228 | 1.3201 | 1.4206 | 1.5233 | 1.6264 | 1.735 | 1.8436 | 1.955 | 2.0685 | 2.1877 | 2.3108 | 2.4387 | 2.5707 | 2.7067 | 2.8503 | 3.0016 | 3.1598 | 3.3295 | 3.5085
Mean KBED/KBOS | 120 | Monthly, November 2012 to June 2015 | HDD 41 | 0.035681 | 0.36412 | 0.15982 | 0.035681 | 0.22174 | 0.39928 | 0.56979 | 0.73403 | 0.89129 | 1.0435 | 1.1935 | 1.3418 | 1.4899 | 1.6374 | 1.7837 | 1.9315 | 2.0802 | 2.2331 | 2.3892 | 2.5526 | 2.7208 | 2.8947 | 3.071 | 3.2539 | 3.4434 | 3.6406 | 3.8498 | 4.0699 | 4.3005 | 4.5407 | 4.7935 | 5.0583 | 5.3342 | 5.6268
Mean KBED/KBOS | Both | Monthly, November 2010 to October 2012 | HDD 47 | 0.19113 | 3.0613 | 2.6414 | 2.2298 | 1.8271 | 1.4227 | 1.0168 | 0.61168 | 0.20931 | 0.19113 | 0.59225 | 0.99744 | 1.4017 | 1.8155 | 2.229 | 2.6468 | 3.0669 | 3.4984 | 3.9384 | 4.3801 | 4.8436 | 5.3077 | 5.7817 | 6.2644 | 6.7685 | 7.2879 | 7.8252 | 8.3779 | 8.9456 | 9.5412 | 10.166 | 10.8161 | 11.5092 | 12.2373
Mean KBED/KBOS | Both | Monthly, November 2012 to June 2015 | HDD 47 | 0.021362 | 4.8355 | 4.1525 | 3.4918 | 2.8562 | 2.2439 | 1.6505 | 1.0751 | 0.5195 | 0.021362 | 0.55639 | 1.0866 | 1.6158 | 2.1432 | 2.6674 | 3.1963 | 3.7266 | 4.2699 | 4.8217 | 5.3954 | 5.9824 | 6.5857 | 7.1959 | 7.8258 | 8.4757 | 9.1491 | 9.8588 | 10.6018 | 11.3764 | 12.1807 | 13.0224 | 13.9013 | 14.8141 | 15.778
Mean KBED/KBOS | 118 | Daily, 10/2/2022 to 3/31/2023 | HDD 53 | 0.10156 | 5.499 | 5.0603 | 4.6139 | 4.1673 | 3.7243 | 3.2892 | 2.8669 | 2.4634 | 2.0709 | 1.6941 | 1.3209 | 0.96406 | 0.60758 | 0.25245 | 0.10156 | 0.46649 | 0.83841 | 1.2126 | 1.5965 | 1.9933 | 2.417 | 2.8568 | 3.3093 | 3.7653 | 4.2328 | 4.7068 | 5.1908 | 5.6854 | 6.2009 | 6.7294 | 7.2716 | 7.8258 | 8.3922
Mean KBED/KBOS | 120 | Daily, 10/2/2022 to 3/31/2023 | HDD 55 | 0.033915 | 3.6447 | 3.4001 | 3.1511 | 2.9024 | 2.652 | 2.4036 | 2.1616 | 1.9295 | 1.704 | 1.487 | 1.2723 | 1.0667 | 0.86191 | 0.65758 | 0.45506 | 0.24658 | 0.033915 | 0.1809 | 0.39972 | 0.62695 | 0.86799 | 1.1175 | 1.374 | 1.6317 | 1.8955 | 2.1626 | 2.4352 | 2.7138 | 3.0035 | 3.3007 | 3.6048 | 3.9158 | 4.2331
Mean KBED/KBOS | Both | Daily, 10/2/2022 to 3/31/2023 | HDD 54 | 0.21991 | 9.1437 | 8.4604 | 7.7649 | 7.0697 | 6.3764 | 5.6928 | 5.0284 | 4.3929 | 3.775 | 3.1811 | 2.5932 | 2.0307 | 1.4695 | 0.91003 | 0.3535 | 0.21991 | 0.80449 | 1.3935 | 1.9962 | 2.6202 | 3.285 | 3.9743 | 4.6834 | 5.3971 | 6.1282 | 6.8693 | 7.626 | 8.3993 | 9.2044 | 10.0301 | 10.8764 | 11.7416 | 12.6253
Mean KBED/KBOS | 118 | Daily, 10/2/2022 to 12/31/2022 | HDD 49 | 0.028718 | 2.115 | 1.8971 | 1.6743 | 1.4611 | 1.2423 | 1.022 | 0.80522 | 0.60487 | 0.40611 | 0.21717 | 0.028718 | 0.15359 | 0.33895 | 0.5353 | 0.73471 | 0.95091 | 1.1789 | 1.4117 | 1.6522 | 1.909 | 2.1894 | 2.4892 | 2.8019 | 3.1147 | 3.4398 | 3.7725 | 4.1166 | 4.4724 | 4.8496 | 5.2413 | 5.6464 | 6.0644 | 6.4943
Mean KBED/KBOS | 118 | Daily 1/1/2023 to 3/31/2023 | HDD 57 | 0.1014 | 9.8346 | 9.3426 | 8.8319 | 8.2994 | 7.7595 | 7.2171 | 6.6764 | 6.1368 | 5.5985 | 5.0591 | 4.5074 | 3.9623 | 3.403 | 2.8472 | 2.2824 | 1.7049 | 1.118 | 0.52166 | 0.1014 | 0.73503 | 1.4048 | 2.0801 | 2.7666 | 3.4732 | 4.1863 | 4.9017 | 5.6158 | 6.3298 | 7.0451 | 7.7576 | 8.4728 | 9.185 | 9.9001
Mean KBED/KBOS | 120 | Daily, 10/2/2022 to 12/31/2022 | HDD 57 | 0.033912 | 2.799 | 2.648 | 2.4905 | 2.3365 | 2.1753 | 2.0099 | 1.8466 | 1.6925 | 1.5404 | 1.3948 | 1.2507 | 1.1108 | 0.97038 | 0.82531 | 0.68028 | 0.52687 | 0.36565 | 0.2019 | 0.033912 | 0.14352 | 0.33451 | 0.53627 | 0.74514 | 0.95353 | 1.1683 | 1.3872 | 1.6119 | 1.8436 | 2.0868 | 2.3384 | 2.597 | 2.8631 | 3.1358
Mean KBED/KBOS | 120 | Daily 1/1/2023 to 3/31/2023 | HDD 53 | 0.074672 | 4.744 | 4.4306 | 4.1083 | 3.7741 | 3.4336 | 3.0916 | 2.7504 | 2.4073 | 2.065 | 1.721 | 1.3661 | 1.0157 | 0.65457 | 0.29321 | 0.074672 | 0.45254 | 0.83402 | 1.2257 | 1.6298 | 2.0437 | 2.4773 | 2.9118 | 3.3538 | 3.8077 | 4.2658 | 4.7248 | 5.1832 | 5.6417 | 6.1007 | 6.5585 | 7.0175 | 7.4752 | 7.9341
Mean KBED/KBOS | Both | Daily, 10/2/2022 to 12/31/2022 | HDD 53 | 0.054429 | 4.914 | 4.5452 | 4.1648 | 3.7976 | 3.4176 | 3.0319 | 2.6518 | 2.2973 | 1.9466 | 1.612 | 1.2794 | 0.95725 | 0.63143 | 0.29001 | 0.054429 | 0.42404 | 0.81321 | 1.2098 | 1.6183 | 2.0525 | 2.5239 | 3.0254 | 3.5471 | 4.0683 | 4.6081 | 5.1597 | 5.7285 | 6.316 | 6.9364 | 7.5797 | 8.2434 | 8.9275 | 9.6301
Mean KBED/KBOS | Both | Daily 1/1/2023 to 3/31/2023 | HDD 55 | 0.28399 | 14.5786 | 13.7732 | 12.9402 | 12.0734 | 11.193 | 10.3087 | 9.4268 | 8.5442 | 7.6635 | 6.7801 | 5.8735 | 4.978 | 4.0575 | 3.1405 | 2.2077 | 1.2523 | 0.28399 | 0.70405 | 1.7312 | 2.7787 | 3.8821 | 4.9919 | 6.1204 | 7.2809 | 8.4521 | 9.6264 | 10.799 | 11.9715 | 13.1458 | 14.3161 | 15.4903 | 16.6602 | 17.8343

## Monthly HDD46 118 (hidden)
SUMMARY OUTPUT
Regression Statistics | [8 empty] | Therms/Kwh | 29.3
Multiple R | 0.96993 | [7 empty] | Applying this regression to get monthly kwh of heating load
R Square | 0.94076 | [7 empty] | Month | HDD46 | Therms | KWH
Adjusted R Square | 0.93966 | [7 empty] | 2022-10-01 | 25.25 | 2.8582 | 83.7464
Standard Error | 4.5872 | [7 empty] | 2022-11-01 | 122.35 | 10.6996 | 313.4975
Observations | 56 | [7 empty] | 2022-12-01 | 326 | 27.1454 | 795.3599
[9 empty] | 2023-01-01 | 290.8 | 24.3028 | 712.0721
ANOVA | [8 empty] | 2023-02-01 | 345.55 | 28.7242 | 841.6177
| df | SS | MS | F | Significance F |  |  |  | 2023-03-01 | 214.35 | 18.1291 | 531.1815
Regression | 1 | 18044.3623 | 18044.3623 | 857.5257 | 8.0794e-35 | [5 empty] | 111.8592 | 3277.475 | SCOP
Residual | 54 | 1136.2873 | 21.0424 | [5 empty] | Measured KWH -- all six month |  |  | 1790.4801 | 1.8305
Total | 55 | 19180.6496 | [6 empty] | Measured KWH -- first three months |  |  | 519.9215 | 2.2938
[9 empty] | Measured KWH -- second three months |  |  | 1270.5586 | 1.6409
| Coefficients | Standard Error | t Stat | P-value | Lower 95% | Upper 95% | Lower 95.0% | Upper 95.0%
Intercept | 0.81917 | 0.80175 | 1.0217 | 0.31146 | -0.78824 | 2.4266 | -0.78824 | 2.4266
X Variable 1 | 0.080755 | 0.0027577 | 29.2835 | 8.0794e-35 | 0.075226 | 0.086284 | 0.075226 | 0.086284
RESIDUAL OUTPUT
Observation | Predicted Y | Residuals
1 | 12.46 | 9.502
2 | 39.6584 | -1.1044
3 | 52.4945 | 0.57753
4 | 40.5467 | 2.1553
5 | 24.3311 | 2.8159
6 | 6.6134 | 0.83064
7 | 1.126 | -1.126
8 | 0.87973 | -0.87973
9 | 0.81917 | -0.81917
10 | 0.81917 | -0.81917
11 | 0.96856 | -0.96856
12 | 4.4128 | -2.1538
13 | 8.1517 | -0.70775
14 | 22.934 | 3.176
15 | 35.1846 | 3.3694
16 | 25.6312 | 6.7008
17 | 14.4426 | -0.77658
18 | 4.8448 | -3.6228
19 | 1.0009 | 1.2581
20 | 0.81917 | -0.81917
21 | 0.81917 | -0.81917
22 | 0.81917 | -0.81917
23 | 1.118 | -1.118
24 | 2.2122 | -2.2122
25 | 18.4077 | 0.44333
26 | 26.1642 | 7.2048
27 | 41.0313 | 3.7447
28 | 37.2438 | -2.8378
29 | 25.9502 | -6.0622
30 | 8.0993 | 1.4187
31 | 2.3293 | -2.3293
32 | 0.81917 | -0.81917
33 | 0.81917 | -0.81917
34 | 0.81917 | -0.81917
35 | 1.2795 | -1.2795
36 | 4.6712 | -3.4492
37 | 19.9501 | -3.1731
38 | 39.0366 | 8.8504
39 | 52.6964 | -3.7724
40 | 44.4634 | -12.1314
41 | 37.7566 | -2.3136
42 | 8.9553 | -0.47426
43 | 1.3037 | -1.1187
44 | 0.88377 | -0.88377
45 | 0.81917 | -0.81917
46 | 0.81917 | -0.81917
47 | 1.3118 | -1.3118
48 | 2.4222 | -2.2372
49 | 18.5167 | 15.8893
50 | 26.0875 | -1.0145
51 | 54.9131 | 0.23291
52 | 65.2498 | -12.1778
53 | 36.7876 | 11.0994
54 | 8.285 | 2.27
55 | 1.4491 | -1.2641
56 | 0.84743 | -0.84743

## Montly HDD49 118 (hidden)
NON-HEAT GAS USE AT 3
Regression Statistics | [8 empty] | Therms/Kwh | 29.3
Multiple R | 0.97585 | [7 empty] | Applying this regression to get monthly kwh of heating load
R Square | 0.95229 | [7 empty] | Month | HDD49 | Therms | KWH
Adjusted R Square | 0.9514 | [7 empty] | 2022-10-01 | 43.15 | 3.6212 | 106.1011
Standard Error | 4.2553 | [7 empty] | 2022-11-01 | 170.25 | 12.9103 | 378.2716
Observations | 56 | [7 empty] | 2022-12-01 | 403.5 | 29.9574 | 877.7505
[9 empty] | 2023-01-01 | 374.65 | 27.8489 | 815.9714
ANOVA | [8 empty] | 2023-02-01 | 417.3 | 30.9659 | 907.3016
| df | SS | MS | F | Significance F |  |  |  | 2023-03-01 | 293.25 | 21.8997 | 641.6624
Regression | 1 | 19515.1438 | 19515.1438 | 1077.7338 | 2.3308e-37 | [5 empty] | 127.2034 | 3727.0586 | SCOP
Residual | 54 | 977.809 | 18.1076 | [5 empty] | Measured KWH -- all six month |  |  | 1790.4801 | 2.0816
Total | 55 | 20492.9528 | [6 empty] | Measured KWH -- first three months |  |  | 519.9215 | 2.6199
[9 empty] | Measured KWH -- second three months |  |  | 1270.5586 | 1.8613
| Coefficients | Standard Error | t Stat | P-value | Lower 95% | Upper 95% | Lower 95.0% | Upper 95.0%
Intercept | 0.46758 | 0.76455 | 0.61158 | 0.54338 | -1.0653 | 2.0004 | -1.0653 | 2.0004
X Variable 1 | 0.073085 | 0.0022262 | 32.8289 | 2.3308e-37 | 0.068622 | 0.077548 | 0.068622 | 0.077548
RESIDUAL OUTPUT |  |  |  |  | PROBABILITY OUTPUT
206.5 | 23.962 | 15.5596 | 8.4024
Observation | Predicted Y | Residuals | Standard Residuals |  | Percentile | Y
1 | 15.5596 | 8.4024 | 1.9928 |  | 0.89286 | 0
2 | 41.9871 | -1.4331 | -0.33989 |  | 2.6786 | 0
3 | 53.9329 | 1.1391 | 0.27016 |  | 4.4643 | 0
4 | 42.3014 | 2.4006 | 0.56934 |  | 6.25 | 0
5 | 27.6259 | 1.5211 | 0.36074 |  | 8.0357 | 0
6 | 8.9674 | 0.47664 | 0.11304 |  | 9.8214 | 0
7 | 1.2898 | -1.1788 | -0.27957 |  | 11.6071 | 0
8 | 0.58452 | -0.58452 | -0.13863 |  | 13.3929 | 0
9 | 0.46758 | -0.46758 | -0.1109 |  | 15.1786 | 0
10 | 0.46758 | -0.46758 | -0.1109 |  | 16.9643 | 0
11 | 0.75992 | -0.75992 | -0.18023 |  | 18.75 | 0
12 | 5.251 | -0.99199 | -0.23527 |  | 20.5357 | 0
13 | 10.1294 | -0.68541 | -0.16256 |  | 22.3214 | 0
14 | 26.0144 | 2.0956 | 0.497 |  | 24.1071 | 0
15 | 38.0004 | 2.5536 | 0.60564 |  | 25.8929 | 0
16 | 28.8647 | 5.4673 | 1.2967 |  | 27.6786 | 0
17 | 17.2406 | -1.5746 | -0.37344 |  | 29.4643 | 0.111
18 | 6.5848 | -3.3628 | -0.79754 |  | 31.25 | 0.111
19 | 1.2313 | 3.0277 | 0.71807 |  | 33.0357 | 0.111
20 | 0.48951 | -0.48951 | -0.1161 |  | 34.8214 | 0.111
21 | 0.46758 | -0.46758 | -0.1109 |  | 36.6071 | 2.185
22 | 0.46758 | -0.46758 | -0.1109 |  | 38.3929 | 2.185
23 | 1.0559 | -1.0559 | -0.25043 |  | 40.1786 | 2.185
24 | 2.8026 | -2.6916 | -0.63837 |  | 41.9643 | 3.222
25 | 21.812 | -0.96104 | -0.22793 |  | 43.75 | 3.222
26 | 29.5042 | 5.8648 | 1.3909 |  | 45.5357 | 4.259
27 | 43.1309 | 3.6451 | 0.86449 |  | 47.3214 | 4.259
28 | 39.5644 | -3.1584 | -0.74906 |  | 49.1071 | 9.444
29 | 29.3581 | -7.4701 | -1.7717 |  | 50.8929 | 9.444
30 | 10.4948 | 1.0232 | 0.24266 |  | 52.6786 | 10.481
31 | 2.8721 | -2.8721 | -0.68116 |  | 54.4643 | 11.518
32 | 0.49316 | -0.38216 | -0.090636 |  | 56.25 | 12.555
33 | 0.46758 | -0.46758 | -0.1109 |  | 58.0357 | 15.666
34 | 0.47489 | -0.47489 | -0.11263 |  | 59.8214 | 18.777
35 | 1.3921 | -1.3921 | -0.33016 |  | 61.6071 | 20.851
36 | 5.7005 | -2.4785 | -0.58781 |  | 63.3929 | 21.888
37 | 22.7 | -3.923 | -0.93041 |  | 65.1786 | 23.962
38 | 41.4317 | 8.4553 | 2.0053 |  | 66.9643 | 27.073
39 | 53.8561 | -2.9321 | -0.6954 |  | 68.75 | 28.11
40 | 45.9995 | -11.6675 | -2.7671 |  | 70.5357 | 29.147
41 | 40.2039 | -2.7609 | -0.65479 |  | 72.3214 | 34.332
42 | 11.5838 | -1.1028 | -0.26155 |  | 74.1071 | 34.332
43 | 1.5237 | 0.66134 | 0.15685 |  | 75.8929 | 35.369
44 | 0.58086 | -0.58086 | -0.13776 |  | 77.6786 | 36.406
45 | 0.46758 | -0.46758 | -0.1109 |  | 79.4643 | 36.406
46 | 0.47489 | -0.47489 | -0.11263 |  | 81.25 | 37.443
47 | 1.3263 | -1.3263 | -0.31456 |  | 83.0357 | 40.554
48 | 3.095 | -0.90999 | -0.21582 |  | 84.8214 | 40.554
49 | 21.3443 | 15.0617 | 3.5721 |  | 86.6071 | 44.702
50 | 29.6394 | -2.5664 | -0.60867 |  | 88.3929 | 46.776
51 | 56.1437 | 1.0023 | 0.23772 |  | 90.1786 | 49.887
52 | 64.9175 | -9.8455 | -2.335 |  | 91.9643 | 49.887
53 | 39.6009 | 10.2861 | 2.4395 |  | 93.75 | 50.924
54 | 10.5423 | 2.0127 | 0.47734 |  | 95.5357 | 55.072
55 | 1.6954 | 0.48959 | 0.11611 |  | 97.3214 | 55.072
56 | 0.80377 | -0.69277 | -0.1643 |  | 99.1071 | 57.146

## Monthly HDD50 118 (hidden)
SUMMARY OUTPUT
Regression Statistics | [8 empty] | Therms/Kwh | 29.3
Multiple R | 0.97602 | [7 empty] | Applying this regression to get monthly kwh of heating load
R Square | 0.95261 | [7 empty] | Month | HDD 50 | Therms | KWH
Adjusted R Square | 0.95173 | [7 empty] | 2022-10-01 | 50.5 | 2.7922 | 81.8116
Standard Error | 4.1028 | [7 empty] | 2022-11-01 | 187.55 | 12.0829 | 354.0293
Observations | 56 | [7 empty] | 2022-12-01 | 430.25 | 28.5357 | 836.0958
[9 empty] | 2023-01-01 | 403.35 | 26.7121 | 782.6653
ANOVA | [8 empty] | 2023-02-01 | 442.2 | 29.3458 | 859.8317
| df | SS | MS | F | Significance F |  |  |  | 2023-03-01 | 320.75 | 21.1126 | 618.5998
Regression | 1 | 18271.6659 | 18271.6659 | 1085.465 | 1.9391e-37 | [5 empty] | 120.5813 | 3533.0334 | SCOP
Residual | 54 | 908.9837 | 16.833 | [5 empty] | Measured KWH -- all six month |  |  | 1790.4801 | 1.9732
Total | 55 | 19180.6496 | [6 empty] | Measured KWH -- first three months |  |  | 519.9215 | 2.4464
[9 empty] | Measured KWH -- second three months |  |  | 1270.5586 | 1.7796
| Coefficients | Standard Error | t Stat | P-value | Lower 95% | Upper 95% | Lower 95.0% | Upper 95.0%
Intercept | -0.63122 | 0.74427 | -0.84811 | 0.40012 | -2.1234 | 0.86094 | -2.1234 | 0.86094
X Variable 1 | 0.067791 | 0.0020576 | 32.9464 | 1.9391e-37 | 0.063665 | 0.071916 | 0.063665 | 0.071916
RESIDUAL OUTPUT
Observation | Predicted Y | Residuals
1 | 14.9437 | 7.0183
2 | 39.8838 | -1.3298
3 | 51.0422 | 2.0298
4 | 40.0126 | 2.6894
5 | 26.4511 | 0.69587
6 | 8.4087 | -0.96466
7 | 0.48733 | -0.48733
8 | -0.48886 | 0.48886
9 | -0.63122 | 0.63122
10 | -0.63122 | 0.63122
11 | -0.29227 | 0.29227
12 | 4.3921 | -2.1331
13 | 9.4018 | -1.9578
14 | 24.8784 | 1.2316
15 | 36.2198 | 2.3342
16 | 27.5934 | 4.7386
17 | 16.4012 | -2.7352
18 | 6.0089 | -4.7869
19 | 0.34835 | 1.9106
20 | -0.56682 | 0.56682
21 | -0.63122 | 0.63122
22 | -0.63122 | 0.63122
23 | 0.036518 | -0.036518
24 | 1.9991 | -1.9991
25 | 20.9669 | -2.1159
26 | 28.251 | 5.118
27 | 40.9007 | 3.8753
28 | 37.5315 | -3.1255
29 | 28.112 | -8.224
30 | 9.9102 | -0.39222
31 | 2.0296 | -2.0296
32 | -0.59055 | 0.59055
33 | -0.63122 | 0.63122
34 | -0.61427 | 0.61427
35 | 0.45004 | -0.45004
36 | 4.9005 | -3.6785
37 | 21.5838 | -4.8068
38 | 39.3822 | 8.5048
39 | 50.9269 | -2.0029
40 | 43.4835 | -11.1515
41 | 38.2264 | -2.7834
42 | 10.9779 | -2.4969
43 | 0.65002 | -0.46502
44 | -0.49564 | 0.49564
45 | -0.63122 | 0.63122
46 | -0.61766 | 0.61766
47 | 0.37208 | -0.37208
48 | 2.3346 | -2.1496
49 | 20.3398 | 14.0662
50 | 28.4306 | -3.3576
51 | 53.1064 | 2.0396
52 | 61.0481 | -7.9761
53 | 37.7315 | 10.1555
54 | 9.9136 | 0.64139
55 | 0.80594 | -0.62094
56 | -0.12618 | 0.12618

## 24 Month HDD54 118 (hidden)
SUMMARY OUTPUT
Regression Statistics | [8 empty] | Therms/Kwh | 29.3
Multiple R | 0.98669 | [7 empty] | Applying this regression to get monthly kwh of heating load
R Square | 0.97355 | [7 empty] | Month | HDD54 | Therms | KWH
Adjusted R Square | 0.97235 | [7 empty] | 2022-10-01 | 90.3 | 3.2571 | 95.4319
Standard Error | 2.8467 | [7 empty] | 2022-11-01 | 265.5 | 13.7128 | 401.7843
Observations | 24 | [7 empty] | 2022-12-01 | 542.55 | 30.2468 | 886.2303
[9 empty] | 2023-01-01 | 522 | 29.0204 | 850.2968
ANOVA | [8 empty] | 2023-02-01 | 545.9 | 30.4467 | 892.088
| df | SS | MS | F | Significance F |  |  |  | 2023-03-01 | 436.45 | 23.9149 | 700.7052
Regression | 1 | 6563.0865 | 6563.0865 | 809.866 | 7.5368e-19 | [5 empty] | 130.5985 | 3826.5365 | SCOP
Residual | 22 | 178.2862 | 8.1039 | [5 empty] | Measured KWH -- all six month |  |  | 1790.4801 | 2.1372
Total | 23 | 6741.3726 | [6 empty] | Measured KWH -- first three months |  |  | 519.9215 | 2.6609
[9 empty] | Measured KWH -- second three months |  |  | 1270.5586 | 1.9228
| Coefficients | Standard Error | t Stat | P-value | Lower 95% | Upper 95% | Lower 95.0% | Upper 95.0%
Intercept | -2.1319 | 0.79035 | -2.6974 | 0.013154 | -3.771 | -0.49284 | -3.771 | -0.49284
X Variable 1 | 0.059679 | 0.0020971 | 28.4581 | 7.5368e-19 | 0.05533 | 0.064028 | 0.05533 | 0.064028
RESIDUAL OUTPUT
Observation | Predicted Y | Residuals
1 | 17.9231 | 4.0389
2 | 40.7592 | -2.2052
3 | 50.7225 | 2.3495
4 | 40.2012 | 2.5008
5 | 28.5996 | -1.4526
6 | 10.4513 | -3.0073
7 | 1.1176 | -1.1176
8 | -1.753 | 1.753
9 | -2.1319 | 2.1319
10 | -2.1289 | 2.1289
11 | -1.4576 | 1.4576
12 | 4.8206 | -2.5616
13 | 11.0809 | -3.6369
14 | 27.0032 | -0.89323
15 | 37.5843 | 0.96973
16 | 29.4859 | 2.8461
17 | 18.3916 | -4.7256
18 | 7.8464 | -6.6244
19 | 0.3149 | 1.9441
20 | -1.565 | 1.565
21 | -2.111 | 2.111
22 | -2.123 | 2.123
23 | -0.9115 | 0.9115
24 | 2.6066 | -2.6066

## Monthly HDD54 118 (hidden)
SUMMARY OUTPUT
Regression Statistics | [8 empty] | Therms/Kwh | 29.3
Multiple R | 0.97489 | [7 empty] | Applying this regression to get monthly kwh of heating load
R Square | 0.95042 | [7 empty] | Month | HDD54 | Therms | KWH
Adjusted R Square | 0.9495 | [7 empty] | 2022-10-01 | 90.3 | 3.172 | 92.9383
Standard Error | 4.1967 | [7 empty] | 2022-11-01 | 265.5 | 13.3732 | 391.8362
Observations | 56 | [7 empty] | 2022-12-01 | 542.55 | 29.5049 | 864.494
[9 empty] | 2023-01-01 | 522 | 28.3084 | 829.4349
ANOVA | [8 empty] | 2023-02-01 | 545.9 | 29.7 | 870.2092
| df | SS | MS | F | Significance F |  |  |  | 2023-03-01 | 436.45 | 23.3271 | 683.4833
Regression | 1 | 18229.5966 | 18229.5966 | 1035.0614 | 6.5855e-37 | [5 empty] | 127.3855 | 3732.3959 | SCOP
Residual | 54 | 951.053 | 17.6121 | [5 empty] | Measured KWH -- all six month |  |  | 1790.4801 | 2.0846
Total | 55 | 19180.6496 | [6 empty] | Measured KWH -- first three months |  |  | 519.9215 | 2.5951
[9 empty] | Measured KWH -- second three months |  |  | 1270.5586 | 1.8757
| Coefficients | Standard Error | t Stat | P-value | Lower 95% | Upper 95% | Lower 95.0% | Upper 95.0%
Intercept | -2.0859 | 0.79299 | -2.6304 | 0.011089 | -3.6758 | -0.49605 | -3.6758 | -0.49605
X Variable 1 | 0.058227 | 0.0018098 | 32.1724 | 6.5855e-37 | 0.054598 | 0.061855 | 0.054598 | 0.061855
RESIDUAL OUTPUT
Observation | Predicted Y | Residuals
1 | 17.4811 | 4.4809
2 | 39.7615 | -1.2075
3 | 49.4824 | 3.5896
4 | 39.2171 | 3.4849
5 | 27.8979 | -0.75086
6 | 10.1912 | -2.7472
7 | 1.0845 | -1.0845
8 | -1.7162 | 1.7162
9 | -2.0859 | 2.0859
10 | -2.083 | 2.083
11 | -1.4279 | 1.4279
12 | 4.6975 | -2.4385
13 | 10.8055 | -3.3615
14 | 26.3403 | -0.2303
15 | 36.6639 | 1.8901
16 | 28.7625 | 3.5695
17 | 17.9382 | -4.2722
18 | 7.6496 | -6.4276
19 | 0.30139 | 1.9576
20 | -1.5327 | 1.5327
21 | -2.0655 | 2.0655
22 | -2.0772 | 2.0772
23 | -0.89517 | 0.89517
24 | 2.5373 | -2.5373
25 | 22.9078 | -4.0568
26 | 29.5602 | 3.8088
27 | 40.4777 | 4.2983
28 | 37.2141 | -2.8081
29 | 29.5835 | -9.6955
30 | 11.839 | -2.321
31 | 2.2578 | -2.2578
32 | -1.8908 | 1.8908
33 | -2.0859 | 2.0859
34 | -1.9694 | 1.9694
35 | -0.16151 | 0.16151
36 | 5.5854 | -4.3634
37 | 22.7914 | -6.0144
38 | 39.3452 | 8.5418
39 | 49.2175 | -0.29351
40 | 42.3089 | -9.9769
41 | 38.3175 | -2.8745
42 | 12.8929 | -4.4119
43 | 0.9215 | -0.7365
44 | -1.7482 | 1.7482
45 | -2.083 | 2.083
46 | -1.9724 | 1.9724
47 | -0.32164 | 0.32164
48 | 3.2447 | -3.0597
49 | 21.819 | 12.587
50 | 29.9241 | -4.8511
51 | 51.2846 | 3.8614
52 | 57.4129 | -4.3409
53 | 38.0031 | 9.8839
54 | 11.8681 | -1.3131
55 | 0.5867 | -0.4017
56 | -0.76416 | 0.76416

## Monthly HDD60 118 (hidden)
SUMMARY OUTPUT
Regression Statistics | [8 empty] | Therms/Kwh | 29.3
Multiple R | 0.96423 | [7 empty] | Applying this regression to get monthly kwh of heating load
R Square | 0.92974 | [7 empty] | Month | HDD60 | Therms | KWH
Adjusted R Square | 0.92844 | [7 empty] | 2022-10-01 | 198.55 | 5.1295 | 150.2931
Standard Error | 4.9956 | [7 empty] | 2022-11-01 | 400.6 | 14.8772 | 435.9027
Observations | 56 | [7 empty] | 2022-12-01 | 722.3 | 30.3974 | 890.6447
[9 empty] | 2023-01-01 | 706.55 | 29.6376 | 868.3811
ANOVA | [8 empty] | 2023-02-01 | 707.8 | 29.6979 | 870.1481
| df | SS | MS | F | Significance F |  |  |  | 2023-03-01 | 619.05 | 25.4162 | 744.6947
Regression | 1 | 17833.0139 | 17833.0139 | 714.572 | 8.1305e-33 | [5 empty] | 135.1558 | 3960.0645 | SCOP
Residual | 54 | 1347.6357 | 24.9562 | [5 empty] | Measured KWH -- all six month |  |  | 1790.4801 | 2.2117
Total | 55 | 19180.6496 | [6 empty] | Measured KWH -- first three months |  |  | 519.9215 | 2.8405
[9 empty] | Measured KWH -- second three months |  |  | 1270.5586 | 1.9544
| Coefficients | Standard Error | t Stat | P-value | Lower 95% | Upper 95% | Lower 95.0% | Upper 95.0%
Intercept | -4.4495 | 1.014 | -4.3882 | 5.3464e-05 | -6.4823 | -2.4166 | -6.4823 | -2.4166
X Variable 1 | 0.048244 | 0.0018048 | 26.7315 | 8.1305e-33 | 0.044626 | 0.051863 | 0.044626 | 0.051863
RESIDUAL OUTPUT
Observation | Predicted Y | Residuals
1 | 20.1286 | 1.8334
2 | 39.1875 | -0.63355
3 | 47.2444 | 5.8276
4 | 37.8415 | 4.8605
5 | 29.0997 | -1.9527
6 | 12.5277 | -5.0837
7 | 2.9633 | -2.9633
8 | -2.6861 | 2.6861
9 | -4.353 | 4.353
10 | -4.2637 | 4.2637
11 | -2.8791 | 2.8791
12 | 6.0172 | -3.7582
13 | 13.1694 | -5.7254
14 | 27.7971 | -1.6871
15 | 36.5992 | 1.9548
16 | 29.4711 | 2.8609
17 | 19.3639 | -5.6979
18 | 10.0407 | -8.8187
19 | 0.90325 | 1.3557
20 | -2.2857 | 2.2857
21 | -4.2927 | 4.2927
22 | -4.271 | 4.271
23 | -1.3811 | 1.3811
24 | 4.6904 | -4.6904
25 | 24.6467 | -5.7957
26 | 30.6242 | 2.7448
27 | 39.5711 | 5.2049
28 | 36.2181 | -1.8121
29 | 30.7158 | -10.8278
30 | 14.3176 | -4.7996
31 | 3.5639 | -3.5639
32 | -3.1179 | 3.1179
33 | -4.4157 | 4.4157
34 | -3.9164 | 3.9164
35 | -0.34145 | 0.34145
36 | 7.2908 | -6.0688
37 | 23.952 | -7.175
38 | 38.8378 | 9.0492
39 | 46.9669 | 1.9571
40 | 40.4395 | -8.1075
41 | 37.9501 | -2.5071
42 | 15.1812 | -6.7002
43 | 2.5484 | -2.3634
44 | -3.2072 | 3.2072
45 | -4.2854 | 4.2854
46 | -3.7909 | 3.7909
47 | -0.71052 | 0.71052
48 | 5.5878 | -5.4028
49 | 23.4189 | 10.9871
50 | 30.9498 | -5.8768
51 | 48.7448 | 6.4012
52 | 52.9541 | 0.11793
53 | 37.7209 | 10.1661
54 | 14.5347 | -3.9797
55 | 0.85742 | -0.67242
56 | -1.1447 | 1.1447

## Monthly HDD43 120 (hidden)
SUMMARY OUTPUT
Regression Statistics | [8 empty] | Therms/Kwh | 29.3
Multiple R | 0.96927 | [7 empty] | Applying this regression to get monthly kwh of heating load
R Square | 0.93949 | [7 empty] | Month | HDD43 | Therms | KWH
Adjusted R Square | 0.93837 | [7 empty] | 2022-10-01 | 14.1 | 0.18983 | 5.5619
Standard Error | 2.1431 | [7 empty] | 2022-11-01 | 82 | 3.1568 | 92.493
Observations | 56 | [7 empty] | 2022-12-01 | 252.3 | 10.5981 | 310.5249
[9 empty] | 2023-01-01 | 211.9 | 8.8328 | 258.8016
ANOVA | [8 empty] | 2023-02-01 | 278.85 | 11.7582 | 344.5164
| df | SS | MS | F | Significance F |  |  |  | 2023-03-01 | 143.65 | 5.8506 | 171.4223
Regression | 1 | 3850.607 | 3850.607 | 838.4106 | 1.4328e-34 | [5 empty] | 40.3864 | 1183.3201
Residual | 54 | 248.0083 | 4.5927 | [5 empty] | Measured KWH -- same six months |  |  | 1084.1606 | 1.0915
Total | 55 | 4098.6153 | [6 empty] | First three months |  |  | 411.1484 | 0.99375
[9 empty] | Second three months |  |  | 673.0122 | 1.1512
| Coefficients | Standard Error | t Stat | P-value | Lower 95% | Upper 95% | Lower 95.0% | Upper 95.0%
Intercept | -0.42628 | 0.36467 | -1.169 | 0.24756 | -1.1574 | 0.30484 | -1.1574 | 0.30484
X Variable 1 | 0.043696 | 0.0015091 | 28.9553 | 1.4328e-34 | 0.04067 | 0.046721 | 0.04067 | 0.046721
RESIDUAL OUTPUT |  |  |  |  | PROBABILITY OUTPUT
Observation | Predicted Y | Residuals | Standard Residuals |  | Percentile | Y
1 | 3.7619 | 1.4231 | 0.67015 |  | 0.89286 | 0
2 | 16.8815 | 3.8585 | 1.817 |  | 2.6786 | 0
3 | 23.6041 | -2.8641 | -1.3488 |  | 4.4643 | 0
4 | 17.5938 | -7.2238 | -3.4018 |  | 6.25 | 0
5 | 9.0775 | -4.9295 | -2.3214 |  | 8.0357 | 0
6 | 1.2713 | -1.2713 | -0.59868 |  | 9.8214 | 0
7 | -0.35855 | 0.35855 | 0.16885 |  | 11.6071 | 0
8 | -0.41754 | 0.41754 | 0.19663 |  | 13.3929 | 0
9 | -0.42628 | 0.42628 | 0.20075 |  | 15.1786 | 0
10 | -0.42628 | 1.4633 | 0.68909 |  | 16.9643 | 0
11 | -0.39788 | 0.39788 | 0.18737 |  | 18.75 | 0
12 | 0.83215 | -0.83215 | -0.39188 |  | 20.5357 | 0
13 | 2.1518 | -2.1518 | -1.0133 |  | 22.3214 | 0
14 | 8.5663 | -1.3073 | -0.61562 |  | 24.1071 | 0
15 | 14.487 | 0.03097 | 0.014585 |  | 25.8929 | 0
16 | 9.6674 | 2.7766 | 1.3076 |  | 27.6786 | 0
17 | 4.6664 | -1.5554 | -0.73249 |  | 29.4643 | 0
18 | 0.76661 | -0.76661 | -0.36101 |  | 31.25 | 0
19 | -0.4088 | 0.4088 | 0.19251 |  | 33.0357 | 0
20 | -0.42628 | 0.42628 | 0.20075 |  | 34.8214 | 0
21 | -0.42628 | 0.42628 | 0.20075 |  | 36.6071 | 0
22 | -0.42628 | 0.42628 | 0.20075 |  | 38.3929 | 0
23 | -0.37385 | 0.37385 | 0.17605 |  | 40.1786 | 0
24 | -0.026468 | 0.026468 | 0.012464 |  | 41.9643 | 0
25 | 6.2723 | -2.1243 | -1.0004 |  | 43.75 | 0
26 | 9.9034 | 6.6886 | 3.1498 |  | 45.5357 | 0
27 | 17.7358 | 1.9672 | 0.9264 |  | 47.3214 | 0
28 | 15.6515 | 1.9775 | 0.93124 |  | 49.1071 | 0
29 | 9.6958 | 1.7112 | 0.80584 |  | 50.8929 | 0
30 | 2.0032 | -0.96619 | -0.455 |  | 52.6786 | 1.037
31 | -0.019914 | 0.019914 | 0.0093778 |  | 54.4643 | 1.037
32 | -0.42628 | 0.42628 | 0.20075 |  | 56.25 | 1.037
33 | -0.42628 | 0.42628 | 0.20075 |  | 58.0357 | 3.111
34 | -0.42628 | 0.42628 | 0.20075 |  | 59.8214 | 4.148
35 | -0.34545 | 0.34545 | 0.16268 |  | 61.6071 | 4.148
36 | 0.90206 | -0.90206 | -0.4248 |  | 63.3929 | 5.185
37 | 7.3734 | -1.1514 | -0.54221 |  | 65.1786 | 6.222
38 | 16.5495 | 1.0795 | 0.50838 |  | 66.9643 | 6.222
39 | 23.9712 | 2.9908 | 1.4084 |  | 68.75 | 7.259
40 | 19.6671 | -2.0381 | -0.95981 |  | 70.5357 | 8.296
41 | 15.8962 | -3.4522 | -1.6257 |  | 72.3214 | 10.37
42 | 2.1649 | -2.1649 | -1.0195 |  | 74.1071 | 11.407
43 | -0.31923 | 0.31923 | 0.15033 |  | 75.8929 | 12.444
44 | -0.4088 | 0.4088 | 0.19251 |  | 77.6786 | 12.444
45 | -0.42628 | 0.42628 | 0.20075 |  | 79.4643 | 14.518
46 | -0.42628 | 0.42628 | 0.20075 |  | 81.25 | 16.592
47 | -0.2952 | 0.2952 | 0.13901 |  | 83.0357 | 17.629
48 | 0.039075 | -0.039075 | -0.018401 |  | 84.8214 | 17.629
49 | 6.589 | -0.36705 | -0.17285 |  | 86.6071 | 17.629
50 | 9.7745 | -1.4785 | -0.69624 |  | 88.3929 | 18.666
51 | 24.8647 | 3.1343 | 1.476 |  | 90.1786 | 19.703
52 | 30.7658 | -1.7298 | -0.81461 |  | 91.9643 | 20.74
53 | 15.2692 | 3.3968 | 1.5996 |  | 93.75 | 20.74
54 | 2.1277 | -1.0907 | -0.51365 |  | 95.5357 | 26.962
55 | -0.27553 | 0.27553 | 0.12975 |  | 97.3214 | 27.999
56 | -0.4241 | 0.4241 | 0.19972 |  | 99.1071 | 29.036

## Monthly HDD46 120 (hidden)
SUMMARY OUTPUT
Regression Statistics | [8 empty] | Therms/Kwh | 29.3
Multiple R | 0.96585 | [7 empty] | Applying this regression to get monthly kwh of heating load
R Square | 0.93287 | [7 empty] | Monthly HDD Winter 2022-2023 | HDD46 | Therms | KWH
Adjusted R Square | 0.93162 | [7 empty] | 2022-10-01 | 25.25 | 0.083744 | 2.4537
Standard Error | 2.2573 | [7 empty] | 2022-11-01 | 122.35 | 3.6932 | 108.2122
Observations | 56 | [7 empty] | 2022-12-01 | 326 | 11.2635 | 330.0219
[9 empty] | 2023-01-01 | 290.8 | 9.9551 | 291.6831
ANOVA | [8 empty] | 2023-02-01 | 345.55 | 11.9903 | 351.3152
| df | SS | MS | F | Significance F |  |  |  | 2023-03-01 | 214.35 | 7.1132 | 208.4159
Regression | 1 | 3823.4603 | 3823.4603 | 750.3657 | 2.3749e-33 | [5 empty] | 44.099 | 1292.1019
Residual | 54 | 275.155 | 5.0955 | [5 empty] | Measured KWH -- same six months |  |  | 1084.1606 | 1.1918
Total | 55 | 4098.6153 | [6 empty] | First three months |  |  | 411.1484 | 1.0718
[9 empty] | Second three months |  |  | 673.0122 | 1.2651
| Coefficients | Standard Error | t Stat | P-value | Lower 95% | Upper 95% | Lower 95.0% | Upper 95.0%
Intercept | -0.85488 | 0.39453 | -2.1668 | 0.03468 | -1.6459 | -0.063889 | -1.6459 | -0.063889
X Variable 1 | 0.037173 | 0.001357 | 27.3928 | 2.3749e-33 | 0.034452 | 0.039894 | 0.034452 | 0.039894
RESIDUAL OUTPUT
Observation | Predicted Y | Residuals
1 | 4.5036 | 0.68138
2 | 17.0235 | 3.7165
3 | 22.9322 | -2.1922
4 | 17.4324 | -7.0624
5 | 9.9681 | -5.8201
6 | 1.8123 | -1.8123
7 | -0.71362 | 0.71362
8 | -0.827 | 0.827
9 | -0.85488 | 0.85488
10 | -0.85488 | 1.8919
11 | -0.78611 | 0.78611
12 | 0.79933 | -0.79933
13 | 2.5204 | -2.5204
14 | 9.325 | -2.066
15 | 14.9641 | -0.44612
16 | 10.5666 | 1.8774
17 | 5.4162 | -2.3052
18 | 0.9982 | -0.9982
19 | -0.77124 | 0.77124
20 | -0.85488 | 0.85488
21 | -0.85488 | 0.85488
22 | -0.85488 | 0.85488
23 | -0.71734 | 0.71734
24 | -0.21364 | 0.21364
25 | 7.2414 | -3.0934
26 | 10.8119 | 5.7801
27 | 17.6555 | 2.0475
28 | 15.912 | 1.717
29 | 10.7134 | 0.69362
30 | 2.4963 | -1.4593
31 | -0.15974 | 0.15974
32 | -0.85488 | 0.85488
33 | -0.85488 | 0.85488
34 | -0.85488 | 0.85488
35 | -0.64299 | 0.64299
36 | 0.91828 | -0.91828
37 | 7.9514 | -1.7294
38 | 16.7373 | 0.89172
39 | 23.0251 | 3.9369
40 | 19.2353 | -1.6063
41 | 16.1481 | -3.7041
42 | 2.8903 | -2.8903
43 | -0.63184 | 0.63184
44 | -0.82514 | 0.82514
45 | -0.85488 | 0.85488
46 | -0.85488 | 0.85488
47 | -0.62812 | 0.62812
48 | -0.11699 | 0.11699
49 | 7.2916 | -1.0696
50 | 10.7766 | -2.4806
51 | 24.0455 | 3.9535
52 | 28.8037 | 0.23234
53 | 15.702 | 2.964
54 | 2.5818 | -1.5448
55 | -0.56493 | 0.56493
56 | -0.84187 | 0.84187

## Monthly HDD50 120 (hidden)
SUMMARY OUTPUT
Regression Statistics | [8 empty] | Therms/Kwh | 29.3
Multiple R | 0.95494 | [7 empty] | Applying this regression to get monthly kwh of heating load
R Square | 0.91191 | [7 empty] | Monthly HDD Winter 2022-2023 | HDD50 | Therms | KWH
Adjusted R Square | 0.91028 | [7 empty] | 2022-10-01 | 50.5 | 0.15914 | 4.6629
Standard Error | 2.5857 | [7 empty] | 2022-11-01 | 187.55 | 4.3611 | 127.781
Observations | 56 | [7 empty] | 2022-12-01 | 430.25 | 11.8024 | 345.8091
[9 empty] | 2023-01-01 | 403.35 | 10.9776 | 321.6437
ANOVA | [8 empty] | 2023-02-01 | 442.2 | 12.1687 | 356.5444
| df | SS | MS | F | Significance F |  |  |  | 2023-03-01 | 320.75 | 8.4451 | 247.4404
Regression | 1 | 3737.5706 | 3737.5706 | 559.0134 | 3.6809e-30 | [5 empty] | 47.914 | 1403.8815
Residual | 54 | 361.0447 | 6.686 | [5 empty] | Measured KWH -- same six months |  |  | 1084.1606 | 1.2949
Total | 55 | 4098.6153 | [6 empty] | First three months |  |  | 411.1484 | 1.1632
[9 empty] | Second three months |  |  | 673.0122 | 1.3754
| Coefficients | Standard Error | t Stat | P-value | Lower 95% | Upper 95% | Lower 95.0% | Upper 95.0%
Intercept | -1.3892 | 0.46906 | -2.9617 | 0.0045407 | -2.3296 | -0.44879 | -2.3296 | -0.44879
X Variable 1 | 0.03066 | 0.0012968 | 23.6435 | 3.6809e-30 | 0.02806 | 0.03326 | 0.02806 | 0.03326
-2.0204
RESIDUAL OUTPUT |  |  |  |  | PROBABILITY OUTPUT
Observation | Predicted Y | Residuals | Standard Residuals |  | Percentile | Y
1 | 5.655 | -0.46999 | -0.18344 |  | 0.89286 | 0
2 | 16.9349 | 3.8051 | 1.4851 |  | 2.6786 | 0
3 | 21.9816 | -1.2416 | -0.48458 |  | 4.4643 | 0
4 | 16.9931 | -6.6231 | -2.585 |  | 6.25 | 0
5 | 10.8596 | -6.7116 | -2.6195 |  | 8.0357 | 0
6 | 2.6993 | -2.6993 | -1.0536 |  | 9.8214 | 0
7 | -0.8833 | 0.8833 | 0.34476 |  | 11.6071 | 0
8 | -1.3248 | 1.3248 | 0.51708 |  | 13.3929 | 0
9 | -1.3892 | 1.3892 | 0.54221 |  | 15.1786 | 0
10 | -1.3892 | 2.4262 | 0.94695 |  | 16.9643 | 0
11 | -1.2359 | 1.2359 | 0.48237 |  | 18.75 | 0
12 | 0.88272 | -0.88272 | -0.34453 |  | 20.5357 | 0
13 | 3.1485 | -3.1485 | -1.2289 |  | 22.3214 | 0
14 | 10.1482 | -2.8892 | -1.1277 |  | 24.1071 | 0
15 | 15.2777 | -0.7597 | -0.29651 |  | 25.8929 | 0
16 | 11.3762 | 1.0678 | 0.41677 |  | 27.6786 | 0
17 | 6.3142 | -3.2032 | -1.2502 |  | 29.4643 | 0
18 | 1.614 | -1.614 | -0.62994 |  | 31.25 | 0
19 | -0.94616 | 0.94616 | 0.36929 |  | 33.0357 | 0
20 | -1.3601 | 1.3601 | 0.53084 |  | 34.8214 | 0
21 | -1.3892 | 1.3892 | 0.54221 |  | 36.6071 | 0
22 | -1.3892 | 1.3892 | 0.54221 |  | 38.3929 | 0
23 | -1.0872 | 1.0872 | 0.42433 |  | 40.1786 | 0
24 | -0.19958 | 0.19958 | 0.077897 |  | 41.9643 | 0
25 | 8.3791 | -4.2311 | -1.6514 |  | 43.75 | 0
26 | 11.6736 | 4.9184 | 1.9197 |  | 45.5357 | 0
27 | 17.3948 | 2.3082 | 0.9009 |  | 47.3214 | 0
28 | 15.871 | 1.758 | 0.68616 |  | 49.1071 | 0
29 | 11.6107 | -0.20373 | -0.079518 |  | 50.8929 | 0
30 | 3.3785 | -2.3415 | -0.91388 |  | 52.6786 | 1.037
31 | -0.18578 | 0.18578 | 0.072512 |  | 54.4643 | 1.037
32 | -1.3708 | 1.3708 | 0.53503 |  | 56.25 | 1.037
33 | -1.3892 | 1.3892 | 0.54221 |  | 58.0357 | 3.111
34 | -1.3815 | 1.3815 | 0.53922 |  | 59.8214 | 4.148
35 | -0.90017 | 0.90017 | 0.35134 |  | 61.6071 | 4.148
36 | 1.1127 | -1.1127 | -0.43428 |  | 63.3929 | 5.185
37 | 8.6582 | -2.4362 | -0.95084 |  | 65.1786 | 6.222
38 | 16.708 | 0.92101 | 0.35947 |  | 66.9643 | 6.222
39 | 21.9294 | 5.0326 | 1.9642 |  | 68.75 | 7.259
40 | 18.5629 | -0.93394 | -0.36452 |  | 70.5357 | 8.296
41 | 16.1852 | -3.7412 | -1.4602 |  | 72.3214 | 10.37
42 | 3.8614 | -3.8614 | -1.5071 |  | 74.1071 | 11.407
43 | -0.80972 | 0.80972 | 0.31604 |  | 75.8929 | 12.444
44 | -1.3279 | 1.3279 | 0.51827 |  | 77.6786 | 12.444
45 | -1.3892 | 1.3892 | 0.54221 |  | 79.4643 | 14.518
46 | -1.3831 | 1.3831 | 0.53981 |  | 81.25 | 16.592
47 | -0.93543 | 0.93543 | 0.3651 |  | 83.0357 | 17.629
48 | -0.047814 | 0.047814 | 0.018662 |  | 84.8214 | 17.629
49 | 8.0955 | -1.8735 | -0.73125 |  | 86.6071 | 17.629
50 | 11.7548 | -3.4588 | -1.35 |  | 88.3929 | 18.666
51 | 22.9152 | 5.0838 | 1.9842 |  | 90.1786 | 19.703
52 | 26.507 | 2.529 | 0.98707 |  | 91.9643 | 20.74
53 | 15.9614 | 2.7046 | 1.0556 |  | 93.75 | 20.74
54 | 3.38 | -2.343 | -0.91448 |  | 95.5357 | 26.962
55 | -0.7392 | 0.7392 | 0.28851 |  | 97.3214 | 27.999
56 | -1.1608 | 1.1608 | 0.45305 |  | 99.1071 | 29.036

## Monthly HDD54 120 (hidden)
SUMMARY OUTPUT
Regression Statistics | [8 empty] | Therms/Kwh | 29.3
Multiple R | 0.93971 | [7 empty] | Applying this regression to get monthly kwh of heating load
R Square | 0.88306 | [7 empty] | Monthly HDD Winter 2022-2023 | HDD54 | Therms | KWH
Adjusted R Square | 0.8809 | [7 empty] | 2022-10-01 | 90.3 | 0.4165 | 12.2034
Standard Error | 2.9792 | [7 empty] | 2022-11-01 | 265.5 | 4.962 | 145.3863
Observations | 56 | [7 empty] | 2022-12-01 | 542.55 | 12.1499 | 355.9931
[9 empty] | 2023-01-01 | 522 | 11.6168 | 340.3714
ANOVA | [8 empty] | 2023-02-01 | 545.9 | 12.2368 | 358.5396
| df | SS | MS | F | Significance F |  |  |  | 2023-03-01 | 436.45 | 9.3972 | 275.3384
Regression | 1 | 3619.3303 | 3619.3303 | 407.782 | 7.8442e-27 | [5 empty] | 50.7793 | 1487.8322
Residual | 54 | 479.2851 | 8.8756 | [5 empty] | Measured KWH -- same six months |  |  | 1084.1606 | 1.3723
Total | 55 | 4098.6153 | [6 empty] | First three months |  |  | 411.1484 | 1.2491
[9 empty] | Second three months |  |  | 673.0122 | 1.4476
| Coefficients | Standard Error | t Stat | P-value | Lower 95% | Upper 95% | Lower 95.0% | Upper 95.0%
Intercept | -1.9263 | 0.56294 | -3.4218 | 0.0011927 | -3.0549 | -0.79767 | -3.0549 | -0.79767
X Variable 1 | 0.025945 | 0.0012848 | 20.1936 | 7.8442e-27 | 0.023369 | 0.02852 | 0.023369 | 0.02852
RESIDUAL OUTPUT
Observation | Predicted Y | Residuals
1 | 6.7924 | -1.6074
2 | 16.7201 | 4.0199
3 | 21.0515 | -0.31152
4 | 16.4775 | -6.1075
5 | 11.4339 | -7.2859
6 | 3.5441 | -3.5441
7 | -0.51362 | 0.51362
8 | -1.7615 | 1.7615
9 | -1.9263 | 1.9263
10 | -1.925 | 2.962
11 | -1.6331 | 1.6331
12 | 1.0962 | -1.0962
13 | 3.8178 | -3.8178
14 | 10.7398 | -3.4808
15 | 15.3398 | -0.82182
16 | 11.8191 | 0.62486
17 | 6.996 | -3.885
18 | 2.4116 | -2.4116
19 | -0.86257 | 0.86257
20 | -1.6798 | 1.6798
21 | -1.9172 | 1.9172
22 | -1.9224 | 1.9224
23 | -1.3957 | 1.3957
24 | 0.1337 | -0.1337
25 | 9.2104 | -5.0624
26 | 12.1746 | 4.4174
27 | 17.0392 | 2.6638
28 | 15.585 | 2.044
29 | 12.185 | -0.77796
30 | 4.2783 | -3.2413
31 | 0.0091681 | -0.0091681
32 | -1.8394 | 1.8394
33 | -1.9263 | 1.9263
34 | -1.8744 | 1.8744
35 | -1.0688 | 1.0688
36 | 1.4919 | -1.4919
37 | 9.1585 | -2.9365
38 | 16.5346 | 1.0944
39 | 20.9335 | 6.0285
40 | 17.8551 | -0.22615
41 | 16.0766 | -3.6326
42 | 4.7479 | -4.7479
43 | -0.58626 | 0.58626
44 | -1.7758 | 1.7758
45 | -1.925 | 1.925
46 | -1.8757 | 1.8757
47 | -1.1402 | 1.1402
48 | 0.44893 | -0.44893
49 | 8.7252 | -2.5032
50 | 12.3367 | -4.0407
51 | 21.8545 | 6.1445
52 | 24.5852 | 4.4508
53 | 15.9365 | 2.7295
54 | 4.2913 | -3.2543
55 | -0.73544 | 0.73544
56 | -1.3374 | 1.3374

## Monthly HDD46 Both (hidden)
SUMMARY OUTPUT
Regression Statistics | [8 empty] | Therms/Kwh | 29.3
Multiple R | 0.981 | [7 empty] | Applying this regression to get monthly kwh of heating load
R Square | 0.96236 | [7 empty] | Monthly HDD Winter 2022-2023 | HDD46 | Therms | KWH
Adjusted R Square | 0.96167 | [7 empty] | 2022-10-01 | 25.25 | 2.942 | 86.2001
Standard Error | 5.2791 | [7 empty] | 2022-11-01 | 122.35 | 14.3928 | 421.7098
Observations | 56 | [7 empty] | 2022-12-01 | 326 | 38.4089 | 1125.3817
[9 empty] | 2023-01-01 | 290.8 | 34.2579 | 1003.7551
ANOVA | [8 empty] | 2023-02-01 | 345.55 | 40.7144 | 1192.9329
| df | SS | MS | F | Significance F |  |  |  | 2023-03-01 | 214.35 | 25.2422 | 739.5974
Regression | 1 | 38480.0956 | 38480.0956 | 1380.7467 | 3.8323e-40 | [5 empty] | 155.9583 | 4569.5769
Residual | 54 | 1504.9286 | 27.869 | [5 empty] | Measured KWH -- all six month |  |  | 2874.6407 | 1.5896
Total | 55 | 39985.0242 | [6 empty] | Measured KWH -- first three months |  |  | 931.0699 | 1.7542
[9 empty] | Measured KWH -- second three months |  |  | 1943.5708 | 1.5108
| Coefficients | Standard Error | t Stat | P-value | Lower 95% | Upper 95% | Lower 95.0% | Upper 95.0%
Intercept | -0.035709 | 0.92268 | -0.038702 | 0.96927 | -1.8856 | 1.8142 | -1.8856 | 1.8142
X Variable 1 | 0.11793 | 0.0031737 | 37.1584 | 3.8323e-40 | 0.11157 | 0.12429 | 0.11157 | 0.12429
RESIDUAL OUTPUT
Observation | Predicted Y | Residuals
1 | 16.9637 | 10.1833
2 | 56.6819 | 2.6121
3 | 75.4266 | -1.6146
4 | 57.9791 | -4.9071
5 | 34.2991 | -3.0041
6 | 8.4256 | -0.98165
7 | 0.41242 | -0.41242
8 | 0.052737 | -0.052737
9 | -0.035709 | 0.035709
10 | -0.035709 | 1.0727
11 | 0.18246 | -0.18246
12 | 5.2121 | -2.9531
13 | 10.6722 | -3.2282
14 | 32.259 | 1.11
15 | 50.1487 | 2.9233
16 | 36.1978 | 8.5782
17 | 19.8588 | -3.0818
18 | 5.843 | -4.621
19 | 0.22963 | 2.0294
20 | -0.035709 | 0.035709
21 | -0.035709 | 0.035709
22 | -0.035709 | 0.035709
23 | 0.40063 | -0.40063
24 | 1.9986 | -1.9986
25 | 25.6491 | -2.6501
26 | 36.9761 | 12.9849
27 | 58.6867 | 5.7923
28 | 53.1559 | -1.1209
29 | 36.6636 | -5.3686
30 | 10.5955 | -0.040531
31 | 2.1696 | -2.1696
32 | -0.035709 | 0.035709
33 | -0.035709 | 0.035709
34 | -0.035709 | 0.035709
35 | 0.63648 | -0.63648
36 | 5.5895 | -4.3675
37 | 27.9015 | -4.9025
38 | 55.7739 | 9.7421
39 | 75.7215 | 0.16454
40 | 63.6987 | -13.7377
41 | 53.9047 | -6.0177
42 | 11.8456 | -3.3646
43 | 0.67186 | -0.48686
44 | 0.058633 | -0.058633
45 | -0.035709 | 0.035709
46 | -0.035709 | 0.035709
47 | 0.68365 | -0.68365
48 | 2.3052 | -2.1202
49 | 25.8083 | 14.8197
50 | 36.8641 | -3.4951
51 | 78.9586 | 4.1864
52 | 94.0534 | -11.9454
53 | 52.4896 | 14.0634
54 | 10.8668 | 0.72523
55 | 0.88413 | -0.69913
56 | 0.0055657 | -0.0055657

## Monthly HDD50 Both (hidden)
GAS USE AT 3
Regression Statistics | [8 empty] | Therms/Kwh | 29.3
Multiple R | 0.98345 | [7 empty] | Applying this regression to get monthly kwh of heating load
R Square | 0.96717 | [7 empty] | Monthly HDD Winter 2022-2023 | HDD50 | Therms | KWH
Adjusted R Square | 0.96656 | [7 empty] | 2022-10-01 | 50.5 | 3.7872 | 110.9659
Standard Error | 5.0395 | [7 empty] | 2022-11-01 | 187.55 | 17.6031 | 515.7708
Observations | 56 | [7 empty] | 2022-12-01 | 430.25 | 42.0694 | 1232.6345
[9 empty] | 2023-01-01 | 403.35 | 39.3577 | 1153.1799
ANOVA | [8 empty] | 2023-02-01 | 442.2 | 43.2741 | 1267.9313
| df | SS | MS | F | Significance F |  |  |  | 2023-03-01 | 320.75 | 31.0309 | 909.2041
Regression | 1 | 40405.2093 | 40405.2093 | 1590.9708 | 9.5297e-42 | [5 empty] | 177.1224 | 5189.6864
Residual | 54 | 1371.415 | 25.3966 | [5 empty] | Measured KWH -- all six month |  |  | 2874.6407 | 1.8053
Total | 55 | 41776.6244 | [6 empty] | Measured KWH -- first three months |  |  | 931.0699 | 1.997
| -1.3036 | [7 empty] | Measured KWH -- second three months |  |  | 1943.5708 | 1.7135
| Coefficients | Standard Error | t Stat | P-value | Lower 95% | Upper 95% | Lower 95.0% | Upper 95.0%
Intercept | -1.3036 | 0.91419 | -1.426 | 0.15963 | -3.1365 | 0.52921 | -3.1365 | 0.52921
X Variable 1 | 0.10081 | 0.0025274 | 39.887 | 9.5297e-42 | 0.095742 | 0.10588 | 0.095742 | 0.10588
RESIDUAL OUTPUT |  |  |  |  | PROBABILITY OUTPUT
Observation | Predicted Y | Residuals | Standard Residuals |  | Percentile | Y
1 | 21.8572 | 7.2898 | 1.4599 |  | 0.89286 | 0
2 | 58.9449 | 2.3491 | 0.47044 |  | 2.6786 | 0
3 | 75.538 | 0.27398 | 0.054868 |  | 4.4643 | 0
4 | 59.1364 | -4.0644 | -0.81394 |  | 6.25 | 0
5 | 38.9696 | -5.6746 | -1.1364 |  | 8.0357 | 0
6 | 12.1393 | -2.6953 | -0.53975 |  | 9.8214 | 0
7 | 0.35973 | -0.24873 | -0.04981 |  | 11.6071 | 0
8 | -1.0919 | 1.0919 | 0.21867 |  | 13.3929 | 0
9 | -1.3036 | 1.3036 | 0.26107 |  | 15.1786 | 0
10 | -1.3036 | 2.3406 | 0.46874 |  | 16.9643 | 0
11 | -0.79958 | 0.79958 | 0.16012 |  | 18.75 | 0
12 | 6.1663 | -1.9073 | -0.38196 |  | 20.5357 | 0
13 | 13.6161 | -4.1721 | -0.83551 |  | 22.3214 | 0
14 | 36.6308 | -1.2618 | -0.25269 |  | 24.1071 | 0
15 | 53.4961 | 1.5759 | 0.31558 |  | 25.8929 | 0
16 | 40.6682 | 6.1078 | 1.2232 |  | 27.6786 | 0.111
17 | 24.0246 | -5.2476 | -1.0509 |  | 29.4643 | 0.111
18 | 8.5706 | -5.3486 | -1.0711 |  | 31.25 | 0.111
19 | 0.15307 | 4.1059 | 0.82226 |  | 33.0357 | 0.111
20 | -1.2079 | 1.2079 | 0.24189 |  | 34.8214 | 1.037
21 | -1.3036 | 1.3036 | 0.26107 |  | 36.6071 | 2.185
22 | -1.3036 | 1.3036 | 0.26107 |  | 38.3929 | 2.185
23 | -0.31065 | 0.31065 | 0.062212 |  | 40.1786 | 2.185
24 | 2.6078 | -2.4968 | -0.50001 |  | 41.9643 | 3.222
25 | 30.8141 | -5.8151 | -1.1645 |  | 43.75 | 3.222
26 | 41.646 | 10.315 | 2.0657 |  | 45.5357 | 4.259
27 | 60.457 | 6.022 | 1.206 |  | 47.3214 | 4.259
28 | 55.4468 | -1.4118 | -0.28273 |  | 49.1071 | 9.444
29 | 41.4394 | -8.1444 | -1.631 |  | 50.8929 | 9.444
30 | 14.3722 | -1.8172 | -0.36391 |  | 52.6786 | 10.481
31 | 2.6531 | -2.6531 | -0.53132 |  | 54.4643 | 12.555
32 | -1.2431 | 1.3541 | 0.27118 |  | 56.25 | 13.592
33 | -1.3036 | 1.3036 | 0.26107 |  | 58.0357 | 18.777
34 | -1.2784 | 1.2784 | 0.25602 |  | 59.8214 | 24.999
35 | 0.30428 | -0.30428 | -0.060936 |  | 61.6071 | 24.999
36 | 6.9224 | -3.7004 | -0.74104 |  | 63.3929 | 29.147
37 | 31.7315 | -6.7325 | -1.3483 |  | 65.1786 | 33.295
38 | 58.1989 | 9.3171 | 1.8659 |  | 66.9643 | 33.295
39 | 75.3666 | 2.5194 | 0.50453 |  | 68.75 | 35.369
40 | 64.2978 | -12.3368 | -2.4706 |  | 70.5357 | 35.369
41 | 56.4801 | -6.5931 | -1.3203 |  | 72.3214 | 42.628
42 | 15.9599 | -5.4789 | -1.0972 |  | 74.1071 | 46.776
43 | 0.60167 | 1.5833 | 0.31708 |  | 75.8929 | 49.887
44 | -1.102 | 1.102 | 0.22069 |  | 77.6786 | 51.961
45 | -1.3036 | 1.3036 | 0.26107 |  | 79.4643 | 51.961
46 | -1.2835 | 1.2835 | 0.25703 |  | 81.25 | 54.035
47 | 0.18835 | -0.18835 | -0.037719 |  | 83.0357 | 55.072
48 | 3.1068 | -0.92177 | -0.18459 |  | 84.8214 | 55.072
49 | 29.8816 | 12.7464 | 2.5526 |  | 86.6071 | 61.294
50 | 41.9132 | -6.5442 | -1.3105 |  | 88.3929 | 66.479
51 | 78.6076 | 6.5374 | 1.3092 |  | 90.1786 | 67.516
52 | 90.4174 | -6.3094 | -1.2635 |  | 91.9643 | 68.553
53 | 55.7442 | 12.8088 | 2.5651 |  | 93.75 | 75.812
54 | 14.3772 | -0.78521 | -0.15725 |  | 95.5357 | 77.886
55 | 0.83353 | 1.3515 | 0.27065 |  | 97.3214 | 84.108
56 | -0.5526 | 0.6636 | 0.13289 |  | 99.1071 | 85.145

## 24 Month HDD54 Both (hidden)
SUMMARY OUTPUT
Regression Statistics | [8 empty] | Therms/Kwh | 29.3
Multiple R | 0.98053 | [7 empty] | Applying this regression to get monthly kwh of heating load
R Square | 0.96144 | [7 empty] | Monthly HDD Winter 2022-2023 | HDD54 | Therms | KWH
Adjusted R Square | 0.95969 | [7 empty] | 2022-10-01 | 90.3 | 3.8249 | 112.0694
Standard Error | 4.7154 | [7 empty] | 2022-11-01 | 265.5 | 18.0784 | 529.6972
Observations | 24 | [7 empty] | 2022-12-01 | 542.55 | 40.618 | 1190.1068
[9 empty] | 2023-01-01 | 522 | 38.9461 | 1141.1213
ANOVA | [8 empty] | 2023-02-01 | 545.9 | 40.8905 | 1198.0923
| df | SS | MS | F | Significance F |  |  |  | 2023-03-01 | 436.45 | 31.9861 | 937.1941
Regression | 1 | 12196.7525 | 12196.7525 | 548.5399 | 4.7986e-17 | [5 empty] | 174.3441 | 5108.2811
Residual | 22 | 489.1687 | 22.2349 | [5 empty] | Measured KWH -- all six month |  |  | 2874.6407 | 1.777
Total | 23 | 12685.9212 | [6 empty] | Measured KWH -- first three months |  |  | 931.0699 | 1.9675
[9 empty] | Measured KWH -- second three months |  |  | 1943.5708 | 1.6858
| Coefficients | Standard Error | t Stat | P-value | Lower 95% | Upper 95% | Lower 95.0% | Upper 95.0%
Intercept | -3.5215 | 1.3092 | -2.6899 | 0.013378 | -6.2365 | -0.80649 | -6.2365 | -0.80649
X Variable 1 | 0.081356 | 0.0034736 | 23.4209 | 4.7986e-17 | 0.074152 | 0.088559 | 0.074152 | 0.088559
RESIDUAL OUTPUT
Observation | Predicted Y | Residuals
1 | 23.818 | 3.329
2 | 54.9488 | 4.3452
3 | 68.5311 | 5.2809
4 | 54.1881 | -1.1161
5 | 38.3726 | -7.0776
6 | 13.6323 | -6.1883
7 | 0.9083 | -0.9083
8 | -3.0049 | 3.0049
9 | -3.5215 | 3.5215
10 | -3.5175 | 4.5545
11 | -2.6022 | 2.6022
12 | 5.9564 | -3.6974
13 | 14.4906 | -7.0466
14 | 36.1963 | -2.8273
15 | 50.6207 | 2.4513
16 | 39.5807 | 5.1953
17 | 24.4567 | -7.6797
18 | 10.0811 | -8.8591
19 | -0.18594 | 2.4449
20 | -2.7486 | 2.7486
21 | -3.493 | 3.493
22 | -3.5093 | 3.5093
23 | -1.8578 | 1.8578
24 | 2.9381 | -2.9381

## Monthly HDD54 Both (hidden)
SUMMARY OUTPUT
Regression Statistics | [8 empty] | Therms/Kwh | 29.3
Multiple R | 0.97607 | [7 empty] | Applying this regression to get monthly kwh of heating load
R Square | 0.95272 | [7 empty] | Monthly HDD Winter 2022-2023 | HDD54 | Therms | KWH
Adjusted R Square | 0.95184 | [7 empty] | 2022-10-01 | 90.3 | 3.5885 | 105.1417
Standard Error | 5.917 | [7 empty] | 2022-11-01 | 265.5 | 18.3352 | 537.2224
Observations | 56 | [7 empty] | 2022-12-01 | 542.55 | 41.6548 | 1220.487
[9 empty] | 2023-01-01 | 522 | 39.9251 | 1169.8063
ANOVA | [8 empty] | 2023-02-01 | 545.9 | 41.9368 | 1228.7488
| df | SS | MS | F | Significance F |  |  |  | 2023-03-01 | 436.45 | 32.7243 | 958.8217
Regression | 1 | 38094.41 | 38094.41 | 1088.0581 | 1.8235e-37 | [5 empty] | 178.1648 | 5220.228
Residual | 54 | 1890.6142 | 35.0114 | [5 empty] | Measured KWH -- all six month |  |  | 2874.6407 | 1.816
Total | 55 | 39985.0242 | [6 empty] | Measured KWH -- first three months |  |  | 931.0699 | 2.0008
[9 empty] | Measured KWH -- second three months |  |  | 1943.5708 | 1.7274
| Coefficients | Standard Error | t Stat | P-value | Lower 95% | Upper 95% | Lower 95.0% | Upper 95.0%
Intercept | -4.0122 | 1.1181 | -3.5885 | 0.00071692 | -6.2538 | -1.7706 | -6.2538 | -1.7706
X Variable 1 | 0.084171 | 0.0025517 | 32.9857 | 1.8235e-37 | 0.079055 | 0.089287 | 0.079055 | 0.089287
RESIDUAL OUTPUT
Observation | Predicted Y | Residuals
1 | 24.2735 | 2.8735
2 | 56.4816 | 2.8124
3 | 70.534 | 3.278
4 | 55.6946 | -2.6226
5 | 39.3317 | -8.0367
6 | 13.7353 | -6.2913
7 | 0.57092 | -0.57092
8 | -3.4777 | 3.4777
9 | -4.0122 | 4.0122
10 | -4.008 | 5.045
11 | -3.0611 | 3.0611
12 | 5.7937 | -3.5347
13 | 14.6233 | -7.1793
14 | 37.0801 | -3.7111
15 | 52.0037 | 1.0683
16 | 40.5817 | 4.1943
17 | 24.9343 | -8.1573
18 | 10.0612 | -8.8392
19 | -0.56118 | 2.8202
20 | -3.2126 | 3.2126
21 | -3.9827 | 3.9827
22 | -3.9996 | 3.9996
23 | -2.2909 | 2.2909
24 | 2.671 | -2.671
25 | 32.1183 | -9.1193
26 | 41.7348 | 8.2262
27 | 57.5169 | 6.9621
28 | 52.7991 | -0.7641
29 | 41.7685 | -10.4735
30 | 16.1173 | -5.5623
31 | 2.267 | -2.267
32 | -3.7302 | 3.7302
33 | -4.0122 | 4.0122
34 | -3.8439 | 3.8439
35 | -1.2303 | 1.2303
36 | 7.0773 | -5.8553
37 | 31.9499 | -8.9509
38 | 55.8798 | 9.6362
39 | 70.151 | 5.735
40 | 60.1641 | -10.2031
41 | 54.3941 | -6.5071
42 | 17.6408 | -9.1598
43 | 0.33524 | -0.15024
44 | -3.524 | 3.524
45 | -4.008 | 4.008
46 | -3.8481 | 3.8481
47 | -1.4618 | 1.4618
48 | 3.6937 | -3.5087
49 | 30.5443 | 10.0837
50 | 42.2609 | -8.8919
51 | 73.1391 | 10.0059
52 | 81.9981 | 0.10993
53 | 53.9396 | 12.6134
54 | 16.1594 | -4.5674
55 | -0.14874 | 0.33374
56 | -2.1015 | 2.1015

## Monthly HDD60 both (hidden)
SUMMARY OUTPUT
Regression Statistics | [8 empty] | Therms/Kwh | 29.3
Multiple R | 0.9603 | [7 empty] | Applying this regression to get monthly kwh of heating load
R Square | 0.92217 | [7 empty] | Monthly HDD Winter 2022-2023 | HDD60 | Therms | KWH
Adjusted R Square | 0.92073 | [7 empty] | 2022-10-01 | 198.55 | 6.5008 | 190.4736
Standard Error | 7.5914 | [7 empty] | 2022-11-01 | 400.6 | 20.5176 | 601.1645
Observations | 56 | [7 empty] | 2022-12-01 | 722.3 | 42.8348 | 1255.0584
[9 empty] | 2023-01-01 | 706.55 | 41.7421 | 1223.0446
ANOVA | [8 empty] | 2023-02-01 | 707.8 | 41.8289 | 1225.5854
| df | SS | MS | F | Significance F |  |  |  | 2023-03-01 | 619.05 | 35.672 | 1045.1904
Regression | 1 | 36873.0653 | 36873.0653 | 639.8367 | 1.2923e-31 | [5 empty] | 189.0961 | 5540.517
Residual | 54 | 3111.9589 | 57.6289 | [5 empty] | Measured KWH -- all six month |  |  | 2874.6407 | 1.9274
Total | 55 | 39985.0242 | [6 empty] | Measured KWH -- first three months |  |  | 931.0699 | 2.1982
[9 empty] | Measured KWH -- second three months |  |  | 1943.5708 | 1.7976
| Coefficients | Standard Error | t Stat | P-value | Lower 95% | Upper 95% | Lower 95.0% | Upper 95.0%
Intercept | -7.2731 | 1.5408 | -4.7203 | 1.7105e-05 | -10.3623 | -4.184 | -10.3623 | -4.184
X Variable 1 | 0.069373 | 0.0027425 | 25.295 | 1.2923e-31 | 0.063874 | 0.074871 | 0.063874 | 0.074871
RESIDUAL OUTPUT
Observation | Predicted Y | Residuals
1 | 28.0688 | -0.92178
2 | 55.4745 | 3.8195
3 | 67.0597 | 6.7523
4 | 53.539 | -0.46697
5 | 40.9686 | -9.6736
6 | 17.1391 | -9.6951
7 | 3.386 | -3.386
8 | -4.7376 | 4.7376
9 | -7.1344 | 7.1344
10 | -7.0061 | 8.0431
11 | -5.0151 | 5.0151
12 | 7.7773 | -5.5183
13 | 18.0618 | -10.6178
14 | 39.0956 | -5.7266
15 | 51.7526 | 1.3194
16 | 41.5028 | 3.2732
17 | 26.9692 | -10.1922
18 | 13.5629 | -12.3409
19 | 0.42376 | 1.8352
20 | -4.1618 | 4.1618
21 | -7.0477 | 7.0477
22 | -7.0165 | 7.0165
23 | -2.861 | 2.861
24 | 5.8695 | -5.8695
25 | 34.5655 | -11.5665
26 | 43.1608 | 6.8002
27 | 56.026 | 8.453
28 | 51.2046 | 0.83043
29 | 43.2926 | -11.9976
30 | 19.7128 | -9.1578
31 | 4.2497 | -4.2497
32 | -5.3585 | 5.3585
33 | -7.2246 | 7.2246
34 | -6.5066 | 6.5066
35 | -1.3661 | 1.3661
36 | 9.6087 | -8.3867
37 | 33.5666 | -10.5676
38 | 54.9715 | 10.5445
39 | 66.6608 | 9.2252
40 | 57.2747 | -7.3137
41 | 53.6951 | -5.8081
42 | 20.9546 | -12.4736
43 | 2.7894 | -2.6044
44 | -5.4868 | 5.4868
45 | -7.0373 | 7.0373
46 | -6.3262 | 6.3262
47 | -1.8968 | 1.8968
48 | 7.1598 | -6.9748
49 | 32.8 | 7.828
50 | 43.6291 | -10.2601
51 | 69.2172 | 13.9278
52 | 75.27 | 6.838
53 | 53.3655 | 13.1875
54 | 20.025 | -8.433
55 | 0.35785 | -0.17285
56 | -2.5211 | 2.5211

## 6 Month Hdd54 Both (hidden)
SUMMARY OUTPUT
Regression Statistics | [8 empty] | Therms/Kwh | 29.3
Multiple R | 0.98437 | [7 empty] | Applying this regression to get monthly kwh of heating load
R Square | 0.96898 | [7 empty] | Monthly HDD Winter 2022-2023 | HDD65 | Therms | KWH
Adjusted R Square | 0.96123 | [7 empty] | 2022-10-01 | 90.3 | -3.8389 | -112.4787
Standard Error | 4.0662 | [7 empty] | 2022-11-01 | 265.5 | 13.5255 | 396.2973
Observations | 6 | [7 empty] | 2022-12-01 | 542.55 | 40.9844 | 1200.843
[9 empty] | 2023-01-01 | 522 | 38.9477 | 1141.1663
ANOVA | [8 empty] | 2023-02-01 | 545.9 | 41.3164 | 1210.5713
| df | SS | MS | F | Significance F |  |  |  | 2023-03-01 | 436.45 | 30.4687 | 892.7315
Regression | 1 | 2066.1406 | 2066.1406 | 124.9613 | 0.00036457 |  |  |  |  | 2402.7 | 161.4038 | 4729.1307
Residual | 4 | 66.1369 | 16.5342 | [5 empty] | Measured KWH -- all six month |  |  | 2874.6407 | 1.6451
Total | 5 | 2132.2775 | [6 empty] | Measured KWH -- first three months |  |  | 931.0699 | 1.5946
[9 empty] | Measured KWH -- second three months |  |  | 1943.5708 | 1.6693
| Coefficients | Standard Error | t Stat | P-value | Lower 95% | Upper 95% | Lower 95.0% | Upper 95.0%
Intercept | -12.7886 | 3.8694 | -3.3051 | 0.029791 | -23.5318 | -2.0455 | -23.5318 | -2.0455
X Variable 1 | 0.099112 | 0.0088662 | 11.1786 | 0.00036457 | 0.074495 | 0.12373 | 0.074495 | 0.12373
RESIDUAL OUTPUT
Observation | Predicted Y | Residuals
1 | -1.2421 | 3.5011
2 | 9.1547 | -1.7107
3 | 35.5977 | -2.2287
4 | 53.1702 | -0.098185
5 | 39.7207 | 5.0553
6 | 21.2959 | -4.5189

## 6 Month HDD65 Both (hidden)
SUMMARY OUTPUT
Regression Statistics | [8 empty] | Therms/Kwh | 29.3
Multiple R | 0.97608 | [7 empty] | Applying this regression to get monthly kwh of heating load
R Square | 0.95274 | [7 empty] | Monthly HDD Winter 2022-2023 | HDD65 | Therms | KWH
Adjusted R Square | 0.94093 | [7 empty] | 2022-10-01 | 326.55 | -3.772 | -110.5203
Standard Error | 5.0192 | [7 empty] | 2022-11-01 | 525.5 | 12.5704 | 368.3122
Observations | 6 | [7 empty] | 2022-12-01 | 876.9 | 41.4355 | 1214.0611
[9 empty] | 2023-01-01 | 861.55 | 40.1746 | 1177.1167
ANOVA | [8 empty] | 2023-02-01 | 847.4 | 39.0123 | 1143.0605
| df | SS | MS | F | Significance F |  |  |  | 2023-03-01 | 773.75 | 32.9625 | 965.7998
Regression | 1 | 2031.5081 | 2031.5081 | 80.6399 | 0.00085109 |  |  |  |  | 4211.65 | 162.3833 | 4757.8299
Residual | 4 | 100.7694 | 25.1923 | [5 empty] | Measured KWH -- all six month |  |  | 2874.6407 | 1.6551
Total | 5 | 2132.2775 | [6 empty] | Measured KWH -- first three months |  |  | 931.0699 | 1.5808
[9 empty] | Measured KWH -- second three months |  |  | 1943.5708 | 1.6907
| Coefficients | Standard Error | t Stat | P-value | Lower 95% | Upper 95% | Lower 95.0% | Upper 95.0%
Intercept | -30.5959 | 6.6572 | -4.5959 | 0.010062 | -49.0791 | -12.1127 | -49.0791 | -12.1127
X Variable 1 | 0.082143 | 0.0091474 | 8.98 | 0.00085109 | 0.056746 | 0.10754 | 0.056746 | 0.10754
RESIDUAL OUTPUT
Observation | Predicted Y | Residuals
1 | -2.4947 | 4.7537
2 | 10.9481 | -3.5041
3 | 37.0203 | -3.6513
4 | 52.0279 | 1.0441
5 | 39.0698 | 5.7062
6 | 21.1256 | -4.3486

## Winter 2021-2022
Comparing baseline 2010-15 use to 2021-22 use -- all natural gas in both -- modeled comes in below actual!?
Predicted use from model -- from HDD Fit for Baseline SCOP est.
BOTH UNITS TOGETHER | HDD 39 | HDD 40 | HDD 41 | HDD 42 | HDD 43 | HDD 44 | HDD 45 | HDD 46 | HDD 47 | HDD 48 | HDD 49 | HDD 50 | HDD 51 | HDD 52 | HDD 53 | HDD 54 | HDD 55 | HDD 56 | HDD 57 | HDD 58 | HDD 59 | HDD 60 | HDD 61 | HDD 62 | HDD 63 | HDD 64 | HDD 65 | HDD 66 | HDD 67 | HDD 68 | HDD 69 | HDD 70 | HDD 71
Regression Coefficient from baseline | 0.16497 | 0.15564 | 0.14707 | 0.1392 | 0.13196 | 0.12531 | 0.11916 | 0.11349 | 0.10826 | 0.10342 | 0.098959 | 0.094833 | 0.091019 | 0.08748 | 0.084199 | 0.081152 | 0.07833 | 0.075711 | 0.073277 | 0.071024 | 0.068926 | 0.066968 | 0.065145 | 0.063454 | 0.061884 | 0.060436 | 0.059097 | 0.05786 | 0.056723 | 0.055686 | 0.054738 | 0.053883 | 0.053116
Regression Intercept from baseline | 4.1468 | 3.5625 | 2.9969 | 2.4517 | 1.9205 | 1.4009 | 0.89243 | 0.39641 | -0.089484 | -0.57233 | -1.0542 | -1.5348 | -2.0186 | -2.5007 | -2.9874 | -3.4761 | -3.9771 | -4.487 | -5.0089 | -5.549 | -6.0979 | -6.6555 | -7.2281 | -7.8219 | -8.4358 | -9.0774 | -9.7439 | -10.4343 | -11.154 | -11.9079 | -12.6935 | -13.5182 | -14.3868
Heating degree days, October 2021-March 2022 | 865.15 | 950.05 | 1041.35 | 1137.1 | 1238.8 | 1345.2 | 1456.25 | 1571.5 | 1691.2 | 1814.6 | 1942.95 | 2073.85 | 2208.2 | 2346.1 | 2487.35 | 2631.6 | 2778.75 | 2928.7 | 3082.1 | 3237.65 | 3396.05 | 3557.8 | 3721.4 | 3887.45 | 4055.9 | 4226.7 | 4399.15 | 4573.35 | 4749.05 | 4925.75 | 5103.3 | 5281.35 | 5460.35
Modeled Gas Use for October 2021-March 2022 | 167.6016 | 169.242 | 171.1345 | 172.9896 | 175.0003 | 176.966 | 178.8779 | 180.7304 | 182.5441 | 184.2325 | 185.9468 | 187.4613 | 188.8765 | 190.2321 | 191.5076 | 192.7021 | 193.7962 | 194.8121 | 195.794 | 196.6555 | 197.4879 | 198.3254 | 199.063 | 199.7439 | 200.3795 | 200.9782 | 201.5153 | 202.0077 | 202.4548 | 202.8472 | 203.182 | 203.4642 | 203.7111
Actual gas use Total | 255 | 255 | 255 | 255 | 255 | 255 | 255 | 255 | 255 | 255 | 255 | 255 | 255 | 255 | 255 | 255 | 255 | 255 | 255 | 255 | 255 | 255 | 255 | 255 | 255 | 255 | 255 | 255 | 255 | 255 | 255 | 255 | 255
Modeled over actual Total | 65.73% | 66.37% | 67.11% | 67.84% | 68.63% | 69.4% | 70.15% | 70.87% | 71.59% | 72.25% | 72.92% | 73.51% | 74.07% | 74.6% | 75.1% | 75.57% | 76% | 76.4% | 76.78% | 77.12% | 77.45% | 77.77% | 78.06% | 78.33% | 78.58% | 78.81% | 79.03% | 79.22% | 79.39% | 79.55% | 79.68% | 79.79% | 79.89%
October to March use from reads in Gas Bills
Modeled by month
2021-10-01 | 4.3943 | 3.8505 | 3.3351 | 2.8275 | 2.356 | 1.8958 | 1.4703 | 1.0717 | 0.71702 | 0.39465 | 0.13335 | -0.041135 | -0.16185 | -0.22627 | -0.22571 | -0.16107 | -0.064506 | 0.085966 | 0.2487 | 0.43831 | 0.68441 | 0.98219 | 1.3157 | 1.6613 | 2.0504 | 2.4627 | 2.9089 | 3.3537 | 3.8066 | 4.2465 | 4.6693 | 5.0498 | 5.4122
2021-11-01 | 12.2384 | 12.7531 | 13.4169 | 13.998 | 14.6221 | 15.2346 | 15.8825 | 16.5633 | 17.2205 | 17.8985 | 18.604 | 19.2574 | 19.8988 | 20.5633 | 21.2198 | 21.8919 | 22.5297 | 23.1285 | 23.7157 | 24.2454 | 24.7395 | 25.2179 | 25.6409 | 26.0341 | 26.38 | 26.7034 | 26.9881 | 27.2412 | 27.4656 | 27.6569 | 27.8261 | 27.9796 | 28.1113
2021-12-01 | 20.4125 | 21.5235 | 22.6898 | 23.8391 | 25.0406 | 26.2552 | 27.4229 | 28.531 | 29.5832 | 30.5365 | 31.4092 | 32.1642 | 32.8417 | 33.4272 | 33.9506 | 34.4055 | 34.8157 | 35.193 | 35.5427 | 35.8542 | 36.1364 | 36.3982 | 36.6309 | 36.8372 | 37.024 | 37.1829 | 37.3184 | 37.4361 | 37.5339 | 37.6163 | 37.6844 | 37.7431 | 37.7917
2022-01-01 | 67.5434 | 67.4376 | 67.2894 | 67.1011 | 66.8865 | 66.6161 | 66.304 | 66.0059 | 65.7188 | 65.4046 | 65.0898 | 64.7537 | 64.3934 | 64.0277 | 63.656 | 63.2712 | 62.8773 | 62.4791 | 62.0763 | 61.6748 | 61.277 | 60.8816 | 60.4904 | 60.1059 | 59.7291 | 59.3658 | 59.016 | 58.6794 | 58.3596 | 58.0614 | 57.7813 | 57.5262 | 57.2932
2022-02-01 | 43.7058 | 43.9358 | 44.1991 | 44.454 | 44.6835 | 44.8693 | 44.9808 | 45.0553 | 45.0854 | 45.0981 | 45.0804 | 45.0378 | 44.9745 | 44.8871 | 44.7786 | 44.6428 | 44.4933 | 44.3199 | 44.1527 | 43.9899 | 43.8319 | 43.6809 | 43.5266 | 43.3667 | 43.2 | 43.0301 | 42.8499 | 42.6666 | 42.483 | 42.3023 | 42.1208 | 41.946 | 41.7754
2022-03-01 | 19.3072 | 19.7414 | 20.2043 | 20.7698 | 21.4116 | 22.0951 | 22.8174 | 23.5033 | 24.2192 | 24.9001 | 25.63 | 26.2893 | 26.93 | 27.553 | 28.1283 | 28.6518 | 29.1446 | 29.6056 | 30.0579 | 30.4528 | 30.8187 | 31.1646 | 31.4584 | 31.7387 | 31.996 | 32.2333 | 32.434 | 32.6308 | 32.8061 | 32.9638 | 33.1001 | 33.2197 | 33.3273
Actual over modeled by month
2021-10-01 | 136.5% | 155.8% | 179.9% | 212.2% | 254.7% | 316.5% | 408.1% | 559.9% | 836.8% | 1520% | 4499% | -14586% | -3707% | -2652% | -2658% | -3725% | -9301% | 6980% | 2413% | 1369% | 876.7% | 610.9% | 456% | 361.2% | 292.6% | 243.6% | 206.3% | 178.9% | 157.6% | 141.3% | 128.5% | 118.8% | 110.9%
2021-11-01 | 286% | 274.4% | 260.9% | 250% | 239.4% | 229.7% | 220.4% | 211.3% | 203.2% | 195.5% | 188.1% | 181.7% | 175.9% | 170.2% | 164.9% | 159.9% | 155.4% | 151.3% | 147.6% | 144.4% | 141.5% | 138.8% | 136.5% | 134.4% | 132.7% | 131.1% | 129.7% | 128.5% | 127.4% | 126.6% | 125.8% | 125.1% | 124.5%
2021-12-01 | 264.5% | 250.9% | 238% | 226.5% | 215.6% | 205.7% | 196.9% | 189.3% | 182.5% | 176.8% | 171.9% | 167.9% | 164.4% | 161.5% | 159.1% | 157% | 155.1% | 153.4% | 151.9% | 150.6% | 149.4% | 148.4% | 147.4% | 146.6% | 145.9% | 145.2% | 144.7% | 144.2% | 143.9% | 143.6% | 143.3% | 143.1% | 142.9%
2022-01-01 | 106.6% | 106.8% | 107% | 107.3% | 107.6% | 108.1% | 108.6% | 109.1% | 109.6% | 110.1% | 110.6% | 111.2% | 111.8% | 112.5% | 113.1% | 113.8% | 114.5% | 115.2% | 116% | 116.7% | 117.5% | 118.3% | 119% | 119.8% | 120.5% | 121.3% | 122% | 122.7% | 123.4% | 124% | 124.6% | 125.2% | 125.7%
2022-02-01 | 130.4% | 129.7% | 129% | 128.2% | 127.6% | 127% | 126.7% | 126.5% | 126.4% | 126.4% | 126.4% | 126.6% | 126.7% | 127% | 127.3% | 127.7% | 128.1% | 128.6% | 129.1% | 129.6% | 130% | 130.5% | 131% | 131.4% | 131.9% | 132.5% | 133% | 133.6% | 134.2% | 134.7% | 135.3% | 135.9% | 136.4%
2022-03-01 | 160.6% | 157% | 153.4% | 149.3% | 144.8% | 140.3% | 135.9% | 131.9% | 128% | 124.5% | 121% | 117.9% | 115.1% | 112.5% | 110.2% | 108.2% | 106.4% | 104.7% | 103.1% | 101.8% | 100.6% | 99.47% | 98.54% | 97.67% | 96.89% | 96.17% | 95.58% | 95% | 94.49% | 94.04% | 93.66% | 93.32% | 93.02%
October to March use from reads in Gas Bills | HDD 39: Downstairs; HDD 40: Upstairs; HDD 41: Both
2021-10-01 | HDD 39: 4; HDD 40: 2; HDD 41: 6
2021-11-01 | HDD 39: 21; HDD 40: 14; HDD 41: 35
2021-12-01 | HDD 39: 25; HDD 40: 29; HDD 41: 54
2022-01-01 | HDD 39: 36; HDD 40: 36; HDD 41: 72
2022-02-01 | HDD 39: 32; HDD 40: 25; HDD 41: 57
2022-03-01 | HDD 39: 15; HDD 40: 16; HDD 41: 31
Total | HDD 39: 133; HDD 40: 122; HDD 41: 255
Total, split | HDD 39: 52.16%; HDD 40: 47.84%; HDD 41: 100%
Split in Baseline Period | HDD 39: 73.2%; HDD 40: 26.8%; HDD 41: 100%
Split in Post retrofit period | HDD 39: 62.29%; HDD 40: 37.71%; HDD 41: 100%
Note that March Meter read date is April 2, so this closely aproximates month of March
Oct 21 read date is unknown, but it does not omit material use because October bills (for September) were 0 and 1
So, the period is comparable, or possibly very slightly overstated by use on 4/1 and 4/2
Observations
No reason to believe that upstairs thermostat settings up in 2021-22
Every reason to believe that downstairs thermostat settings down in 2021-22
Monthly modeling -- especially noisy -- does not show any particular month standing out (as if visitor had thermostat setting up)
Result applies across all HDD bases
Lower gas use from cooking and laundry should push actual down, not up
Solar hot water was likely inoperable in the 2021-22 winter (fixed in Fall 2022), but this should especially increase the downstairs use