## README
This sheet constains the following materials supporting this post: |  | https://willbrownsberger.com/behavior-changes/
Summary Analysis I and II are two crude models helpful in exploring the relationship between known energy use numbers and known thermostat numbers
Tabs beginning "RECS" document steps in consolidating posted RECS reports
Tabs with the word PUMS are various slices of temperature settings from the public use microsample for RECS
The Massachusetts Comparison tab supports the table in the main post which compares various datapoints from alternative sources on temperature settings in MA
The Behavior Change tab collects various early RECS findings and mainly services to establish the limits of the RECS data
The space heating computations tab support the scatter of price vs HDD in the post
The several degree day pages support the analysis of the impact of shifting base data
The Energy Price Relationship tab presents a chart that was superseded by the specific state analysis developed on the related spreadsheet
The Inaccessible sources on 1970s just collects some hard copy sources we couldn't locate

## Summary Analysis II
Look at fossil energy use only in homes on a per square footage basis (implicitly assuming that some shift to electric in smaller buildings is balanced by expanding fossil square footage)
The goals are to back into thermostat setting estimates for 1978 and 1981 from known data on energy usage and current thermostat settings.
Also to ball park effects of insulation improvement over time by testing alternative rates
Reasonable to assume that burner efficiency and envelope efficiency improvement rates do not differ widely between the 78 to 81 period and the 81 to 87 period, but might want to vary envelope assumption later.
Prices were still high, work force was increasing; more likely to acclerate than decelerate.
The burner efficiency assumptions are reasonable estimates from data in prior posts, but the model is not very sensitive to them because upgrade only applies to a fraction
The envelope efficiency estimates are pure guesses, for experimentation
| Survey years | 1978 | 1981 | 1987 | 1990 | 1993 | 1997 | 2001 | 2005 | 2009
| Years elapsed from prior survey | 0 | 3 | 6 | 3 | 3 | 4 | 4 | 4 | 4
| Total Massachusetts Fossil Fuel use(a) | 316.1 | 199.4 | 238.6 | 235.6 | 259.5 | 227.6 | 247.8 | 235.8 | 227
| Billions of Square Feet of housing (frrom previous analysis) | 2.7499 | 2.8461 | 3.0969 | 3.2666 | 3.3526 | 3.5027 | 3.6679 | 3.8359 | 3.9778
1 | Total Massachusetts Fossil Fuel use intensity kbtu/sqft | 114.9498 | 70.0608 | 77.046 | 72.1249 | 77.4017 | 64.9789 | 67.5582 | 61.4719 | 57.0671
2 | Fossil BTU used for space heating | 91.9598 | 52.5456 | 57.7845 | 54.0937 | 58.0513 | 48.7341 | 50.6687 | 46.104 | 42.8003
3 | Estimated average burner efficiency | 60% | 61.35% | 64.59% | 66.39% | 68.19% | 70.71% | 73.35% | 76.11% | 79.11%
4 | Space heating demand met by fossil | 55.1759 | 32.2367 | 37.323 | 35.9128 | 39.5852 | 34.4599 | 37.1655 | 35.0897 | 33.8593
5 | Total Massachusetts Residential Wood use (a) | 14.4 | 38.4 | 19.1 | 18.1 | 20.6 | 14.5 | 11.5 | 3.6 | 10.2
6 | Wood use allocated to heating in heated homes (f) | 12.96 | 34.56 | 17.19 | 16.29 | 18.54 | 13.05 | 10.35 | 3.24 | 9.18
7 | Wood contribution to heating BTU (g) (net of efficiency)/sqft | 2.3565 | 6.0715 | 2.7754 | 2.4935 | 2.765 | 1.8629 | 1.4109 | 0.42233 | 1.1539
8 | Heating demand for all 1978 fossilheated homes /sqft | 57.5323 | 38.3082 | 40.0984 | 38.4063 | 42.3501 | 36.3228 | 38.5764 | 35.512 | 35.0132
9 | Demand normalized to HDD change to 1978 (h) | 57.5323 | 35.9601 | 36.9764 | 31.3057 | 39.4904 | 33.3867 | 32.5529 | 32.2494 | 31.6229
10 | Demand normalized up for envelope efficiency improvements | 57.5323 | 36.3968 | 38.3572 | 32.8841 | 42.0111 | 36.1328 | 35.8512 | 36.154 | 36.0993
11 | Percentage change from prior in demand due to thermostat and other |  | -36.74% | 5.386% | -14.27% | 27.76% | -13.99% | -0.7794% | 0.8447% | -0.1515%
12 | Modeled thermostat setting -- chained forward and back from 1987 (j) | 75.4463 | 64.1427 | 65.8 | 61.4096 | 69.9496 | 65.6443 | 65.4045 | 65.6644 | 65.6178
13 | Surveyed thermostat setting (k) | Unknown | 65.4 | 65.8191 | 65.7709 | 66.2129 | 66.1577 | 66.4955 | 66.1899 | 65.9472
14 | Difference between actual and modeled begin period setting | n/a | -1.2573 | -0.019074 | -4.3613 | 3.7367 | -0.51344 | -1.091 | -0.52552 | -0.32945
15 | Derived space heating as a % of all use | 80% | 75% | 75% | 75% | 75% | 75% | 75% | 75% | 75%
Notes
(a) | TBTU From EIA State Energy Data Use System
(b) | Assumed percentage of fossil applied to space heating | 80% | 75% | 75% | 75% | 75% | 75% | 75% | 75% | 75%
(c) | Cleanest to assume that efficiency increment is the same for heat and non-heat, but model allows lesser improvement and result is not very sensitive to this assumption. See discussion at https://willbrownsberger.com/appliance-efficiency-improvements/
| Installed base efficiency, 1978 -- oil heating and other appliances | 60%
| Efficiency of new burners installed -- see data in this post: https://willbrownsberger.com/appliance-efficiency-improvements/ |  | 75% | 78% | 80% | 80% | 81% | 82% | 83% | 85%
| Upgrade rate | 3%
(f) | Assume % of homes using wood that are or were fossil primary | 90%
(g) | Efficiency of wood appliances on average including fireplaces (this estimate is a pure guess, but 50% is the range that leads to plausible values | 50%
(h) | From NOAA: | 7064 | 6631 | 6514 | 5758 | 6587 | 6493 | 5961 | 6415 | 6380
| Normalization factor as HDD end of period over HDD 1978 | 100% | 93.87% | 92.21% | 81.51% | 93.25% | 91.92% | 84.39% | 90.81% | 90.32%
https://www.ncei.noaa.gov/access/monitoring/climate-at-a-glance/statewide/time-series/19/hdd/12/12/1978-2009?base_prd=true&begbaseyear=1978&endbaseyear=2009
(i) | Average incremental envelope improvement in building stock | 0.4% | This combined result feels high at 1%
| Annual percentage of homes making changes [provisional guess] | 20% | This assumption is combined with improvement
| Percentage improvement from changes [provisional guess] | 2% | This is a key assumption.
With 20% of homes making changes, get following results varying the improvement assumed for change
(j) | Assumed load change per degree of balance point change | 3.25% | Preferred assumption is 3.25, midpoint of range on Bedford Degree Day Pivot Tab
(k) | Actual values are New England from PUMS for all HDD ranges, combining equally TEMPHOME, TEMPGONE and TEMPNITE, except for 1981 which is >5499 reported (adjusted down from 66.2, by 65.8 vs 66.6 diff in 1987 between NE and >5499

## Summary Analysis I
Massachusetts oil heated homes energy model: 1978 to 2009
The goals are to back into thermostat setting estimates for 1978 and 1981 from known data on energy usage and current thermostat settings.
Also to ball park effects of insulation improvement over time by testing alternative rates
Reasonable to assume that burner efficiency and envelope efficiency improvement rates do not differ widely between the 78 to 81 period and the 81 to 87 period, but might want to vary envelope assumption later.
Prices were still high, work force was increasing; more likely to acclerate than decelerate.
The burner efficiency assumptions are reasonable estimates from data in prior posts, but the model is not very sensitive to them because upgrade only applies to a fraction
The envelope efficiency estimates are pure guesses, for experimentation
| Survey years | 1978 | 1981 | 1987 | 1990 | 1993 | 1997 | 2001 | 2005 | 2009
| Years elapsed from prior survey | 0 | 3 | 6 | 3 | 3 | 4 | 4 | 4 | 4
1 | Total Massachusetts Residential oil use(a) | 222 | 108.9 | 123.6 | 119.6 | 127.5 | 106.7 | 129.7 | 107.2 | 82.5
2 | Oil BTU used for space heating | 182.04 | 75.1909 | 91.2891 | 87.9992 | 96.5825 | 77.1614 | 102.0504 | 81.3255 | 59.2765
3 | Oil BTU used for non-space heating | 39.96 | 33.7091 | 32.3109 | 31.6008 | 30.9175 | 29.5386 | 27.6496 | 25.8745 | 23.2235
4 | Estimated average burner efficiency | 55% | 56.8% | 60.94% | 63.19% | 65.44% | 68.56% | 71.8% | 75.16% | 78.76%
5 | Estimated average non-heating appliance efficiency (c) | 55% | 55.9% | 57.97% | 59.1% | 60.22% | 61.78% | 63.4% | 65.08% | 66.88%
6 | Unconverted oil base % (d) | 100% | 85.74% | 85.22% | 84.97% | 84.71% | 83.03% | 79.76% | 76.62% | 70.67%
7 | Space heating demand met by oil | 100.122 | 42.7084 | 55.6316 | 55.6067 | 63.2036 | 52.9019 | 73.2722 | 61.1243 | 46.6862
8 | Space heating demand if conversions had not happened (e) | 100.122 | 49.813 | 65.2766 | 65.4436 | 74.608 | 63.7121 | 91.8649 | 79.778 | 66.0623
9 | Total Massachusetts Residential Wood use (a) | 14.4 | 38.4 | 19.1 | 18.1 | 20.6 | 14.5 | 11.5 | 3.6 | 10.2
10 | Wood use allocated to heating in oil heated homes (f) | 11.52 | 30.72 | 15.28 | 14.48 | 16.48 | 11.6 | 9.2 | 2.88 | 8.16
11 | Wood contribution to heating BTU (g) (net of efficiency) | 9.216 | 24.576 | 12.224 | 11.584 | 13.184 | 9.28 | 7.36 | 2.304 | 6.528
12 | Heating demand for all 1978 oil heated homes | 109.338 | 74.389 | 77.5006 | 77.0276 | 87.792 | 72.9921 | 99.2249 | 82.082 | 72.5903
13 | Demand normalized to HDD change to 1978 (h) | 109.338 | 69.8292 | 71.4665 | 62.7866 | 81.8638 | 67.092 | 83.7315 | 74.5408 | 65.5615
14 | Demand normalized up for envelope efficiency improvements | 109.338 | 70.2507 | 72.7764 | 64.3306 | 84.3956 | 69.7422 | 87.7689 | 78.7958 | 69.895
15 | Percentage change from prior in demand due to thermostat and other |  | -35.75% | 3.595% | -11.61% | 31.19% | -17.36% | 25.85% | -10.22% | -11.3%
16 | Modeled thermostat setting -- chained forward and back from 1987 (j) | 75.6935 | 64.6937 | 65.8 | 62.2292 | 71.8263 | 66.4839 | 74.437 | 71.2912 | 67.8155
17 | Surveyed thermostat setting (k) | Unknown | 65.4 | 65.8191 | 65.7709 | 66.2129 | 66.1577 | 66.4955 | 66.1899 | 65.9472
18 | Difference between actual and modeled begin period setting | n/a | -0.70625 | -0.019074 | -3.5417 | 5.6134 | 0.32612 | 7.9415 | 5.1013 | 1.8683
19 | Derived space heating as a % of all use | 82% | 69.05% | 73.86% | 73.58% | 75.75% | 72.32% | 78.68% | 75.86% | 71.85%
Notes
(a) | TBTU From EIA State Energy Data Use System
(b) | Assumed percentage of oil applied to space heating in 1978 | 82%
Use 82%. 78% is 2020 value for MA; 80% is 2020 value for NE; 82% is 1987 value for NE. Higher value reduces swing, but cannot be justified
(c) | Cleanest to assume that efficiency increment is the same for heat and non-heat, but model allows lesser improvement and result is not very sensitive to this assumption. See discussion at https://willbrownsberger.com/appliance-efficiency-improvements/
| Installed base efficiency, 1978 -- oil heating and other appliances | 55%
| Efficiency of new burners installed -- see data in this post: https://willbrownsberger.com/appliance-efficiency-improvements/ |  | 75% | 78% | 80% | 80% | 81% | 82% | 83% | 85%
| Upgrade rate | 3%
Not low for oil burners when include conversion rate below -- note that this contemplates almost full replacement over the 31 years. Note that a refinement would be to assume a gradient of efficiency in the base and replace the worst.
| Relationship of water efficiency improvement to heating improvement -- 100% assumes same degree of improvement | 50% | 100% is a reasonable assumption, but so is 0, model not highly sensitive; issue is change in efficiency, not absolute efficiency
(d) | Conversion to gas rate (annual remaining oil %) |  | 95% | 99.9% | 99.9% | 99.9% | 99.5% | 99% | 99% | 98%
Front load assumed conversion consistent with data point of high oil conversions from RECS around 1980
| Homes with oil heat in 1970 | 1157877 | 10 year factor | 1 year factor | Cum
| Homes with oil heat in 1980 | 1097667 | 94.8% | 99.47% | 94.8%
| Homes with oil heat in 1990 | 988728 | 90.08% | 98.96% | 85.39%
| Homes with oil heat in 2000 | 962770 | 97.37% | 99.73% | 83.15%
| Homes with oil heat in 2010 | 810266 | 84.16% | 98.29% | 69.98%
See Fuel Use from Census tab in Insulation History Sheet
(e) | Attribute oil converted to gas to demand met by oil.
(f) | Share based on ratio of gas to oil homes in 1980, see Insulation History.xls . This ratio is 62% | 80% | Believe something higher than 62% is reasonable; older homes more likely to have wood burning and higher cost motivation
(g) | Efficiency of wood appliances on average including fireplaces (this estimate is a pure guess, but 50% is the range that leads to plausible values | 80%
(h) | From NOAA: | 7064 | 6631 | 6514 | 5758 | 6587 | 6493 | 5961 | 6415 | 6380
| Normalization factor as HDD end of period over HDD 1978 | 100% | 93.87% | 92.21% | 81.51% | 93.25% | 91.92% | 84.39% | 90.81% | 90.32%
https://www.ncei.noaa.gov/access/monitoring/climate-at-a-glance/statewide/time-series/19/hdd/12/12/1978-2009?base_prd=true&begbaseyear=1978&endbaseyear=2009
(i) | Average incremental envelope improvement in building stock | 0.2% | This combined result feels high at 1%
| Annual percentage of homes making changes [provisional guess] | 4% | This assumption is combined with improvement
| Percentage improvement from changes [provisional guess] | 5% | This is a key assumption.
With 20% of homes making changes, get following results varying the improvement assumed for change
(j) | Assumed load change per degree of balance point change | 3.25% | Preferred assumption is 3.25, midpoint of range on Bedford Degree Day Pivot Tab
(k) | Actual values are New England from PUMS for all HDD ranges, combining equally TEMPHOME, TEMPGONE and TEMPNITE, except for 1981 which is >5499 reported (adjusted down from 66.2, by 65.8 vs 66.6 diff in 1987 between NE and >5499

## RECS Methological Notes
METHODOLOGICAL NOTES ON PROCESSING OF RECS DATA
Data limits
RECS Survey for temperatures not available before 1981
RECS Survey for temperatures not available as state level micro data for most of series
PUMS data available from 1987
Shifting geography definitions
https://www.eia.gov/consumption/residential/maps.php
|  | "Cold/very Cold" |  | used from 2009 forward roughly equates with
HDD>5500 (which includes all of New England and MA)
Note that the HDD designation in these surveys does not use a normal HDD level for an area, but rather the survey year HDD
"Average" temperature
Computed using midpoints from binned survey data where heat used and temperature reported.
Understates swing because includes open ended high and low ranges which will swing and are represented by points
Computed combining night, day-not-home, day-home with equal weights
Note that night = "sleeping hours"
Note: Motion on % below 70 can exaggerate or understate the motion of the average -- just slightly shifting the midpoint of the distribution, not defining the distribution
In 1990, there was a subtle change in the forms and related data presentation
Temperature tabulation changed; Question about temperature remained the same
https://www.eia.gov/survey/form/eia_457/archive/1987%20RECS%20457-B%20Nationwide%20Household%20Mail%20Survey.pdf
At what temperature do you usually keep your home . . . (Questions 18 to 20)
https://www.eia.gov/survey/form/eia_457/archive/1990%20RECS%20457-A%20Household%20Survey.pdf
At what temperature do you usually keep your home . . . (Questions B26)
BUT stopped asking question 21 from form 1987 about presence of heating controls
Before tabulated temperature question only for have heating controls -- even though questionnaire asked the temperature questions of all respondents and tabulation redundantly allowed no heat turned off answer
Then tabulated for all, regardless of if have heating controls
As to 1981, this raised the estimated percentage of people keeping homes at <70 at night from 66 (from data in original tabulation) to 72 (recalculated from Microdata in 1990 report, Figure 16)
https://www.eia.gov/consumption/residential/data/archive/pdf/DOE%20EIA-0314(90).pdf
Cannot infer general impact with conficence, but if consistent (i.e., those without controls report warmer), then our presentation shows slightly warmer temperatures in 1981 through 1987 than a consistent method would
In other words consistently presented data would show a stronger up trend

## RECS as snapped
Residential Energy Consumption Survey, 1981, Housing Characteristics
https://www.eia.gov/consumption/residential/data/archive/pdf/DOE%20EIA-0314(81).pdf
| Self reported data among households with control over temperature | [9 empty] | % under 70, weighted by two days
| High variability | [9 empty] | 1973 | 1981 from summary table | 1981 from primary tables | DH | DNH
| Colder climates lower | [7 empty] | Day factor | 0.66667 | 12 | 50 | 55.7752 | 49.6503 | 61.9
| Change since 1973 | [7 empty] | Night factor | 0.33333 | 45 | 66 | 65.5345
| Average in the colder parts of the Northeast: 67, reported in summary | [9 empty] | 23 | 55.3333 | 59.0283
| The colder parts of the Northeast, which include most of New England . . . | [10 empty] | Summary table seems to use only the day home temp
Residential Energy Consumption Survey, 1982, Housing Characteristics
https://www.eia.gov/consumption/residential/data/archive/pdf/DOE%20EIA-0314(82).pdf
Mean now published in table -- 67 or 68 in colder parts of Northeast
Residential Energy Consumption Survey, 1984, Housing Characteristics
https://www.eia.gov/consumption/residential/data/archive/pdf/DOE%20EIA-0314(84).pdf
Residential Energy Consumption Survey, 1987, Housing Characteristics
https://www.eia.gov/consumption/residential/data/archive/pdf/DOE%20EIA-0314(87).pdf
1990 RECS Housing Characteristics
https://www.eia.gov/consumption/residential/data/archive/pdf/DOE%20EIA-0314(90).pdf
1993 RECS new Housing Characteristics Format
https://www.eia.gov/consumption/residential/data/1993/
1997 | RECS Housing Characteristics
https://www.eia.gov/consumption/residential/data/1997/pdf/housing-characteristics/usage_percent.pdf
2001 RECS Housing Characteristics
https://www.eia.gov/consumption/residential/data/2001/hc/pdf/hc6-1a.pdf
2005 RECS Space Heating Usage Indicators
https://www.eia.gov/consumption/residential/data/2005/#Housing
Table HC9.5 Space Heating Usage Indicators by Climate Zone, 2005
Million U.S. Housing Units
Climate Zone1
|  | Less than 2,000 CDD and -- |  |  |  | 2,000 CDD or More and Less than 4,000 HDD
Housing Units (millions)
|  | Greater than 7,000 HDD | 5,500 to 7,000 HDD | 4,000 to 5,499 HDD | Less than 4,000 HDD
Space Heating Usage Indicators
Total U.S. Housing Units................................... | 111.1 | 10.9 | 26.1 | 27.3 | 24 | 22.8
Do Not Have Heating Equipment..................... | 1.2 | Q | Q | N | 0.3 | 0.8
Have Space Heating Equipment...................... | 109.8 | 10.9 | 26 | 27.3 | 23.7 | 22
Use Space Heating Equipment.......................... | 109.1 | 10.9 | 26 | 27.3 | 23.2 | 21.7
Have But Do Not Use Equipment....................... | 0.8 | N | N | Q | 0.5 | Q
Winter 2005 Temperature Settings
Lower Temperature Settings
Daytime When No One is at Home
Yes........................................................... | 40.5 | 6 | 11.7 | 10 | 6.8 | 5.9
No.............................................................. | 59.1 | 4.6 | 13.2 | 15.3 | 13 | 13.1
Unknown................................................... | 11.4 | 0.3 | 1.2 | 2 | 4.2 | 3.8
During Sleeping Hours
Yes........................................................... | 40.7 | 6.1 | 11 | 9.9 | 7.9 | 5.9
No.............................................................. | 60.2 | 4.6 | 14.1 | 15.7 | 12.7 | 13.1
Unknown................................................... | 10.2 | 0.3 | 1 | 1.7 | 3.4 | 3.7
Daytime Setting When No One is at Home
Heat Turned On............................................. | 93.7 | 10.6 | 24.7 | 25 | 16.1 | 17.4
63 Degrees or Less.................................. | 18.9 | 3.3 | 5.8 | 4.8 | 3.1 | 2
64 to 66 Degrees...................................... | 17.4 | 2.6 | 4.9 | 4.8 | 2.7 | 2.3
67 to 69 Degrees...................................... | 17.8 | 2.2 | 5.6 | 4.7 | 3 | 2.3
70 Degrees............................................... | 16 | 1.4 | 4 | 5.4 | 2.7 | 2.5
71 to 73 Degrees...................................... | 10.2 | 0.8 | 2.2 | 3 | 1.9 | 2.3
74 Degrees or More.................................. | 13.5 | 0.3 | 2.1 | 2.4 | 2.7 | 5.9
Don't Know/No Answer............................ | 7.4 | Q | 1 | 1.9 | 2.4 | 1.8
Heat Turned Off............................................ | 8.7 | Q | 0.3 | 0.4 | 5.2 | 2.8
Do Not Use Space Heating............................ | 1.3 | Q | Q | N | 0.3 | 0.8
Daytime Setting When Someone is at Home
Heat Turned On............................................. | 101.5 | 10.7 | 25.1 | 25.6 | 21 | 19.1
63 Degrees or Less.................................. | 4.1 | 0.4 | 1.2 | 1.4 | 0.8 | 0.3
64 to 66 Degrees...................................... | 8.2 | 1.5 | 2.1 | 2.5 | 1.3 | 0.8
67 to 69 Degrees...................................... | 23.6 | 3.5 | 7.7 | 5.4 | 4.5 | 2.6
70 Degrees............................................... | 24.6 | 2.8 | 6.5 | 6.8 | 5.1 | 3.4
71 to 73 Degrees...................................... | 17.6 | 1.7 | 3.9 | 5.3 | 3.4 | 3.3
74 Degrees or More.................................. | 23.2 | 0.9 | 3.6 | 4.2 | 5.8 | 8.7
Don't Know/No Answer............................ | 6 | Q | 0.8 | 1.6 | 1.6 | 1.8
Heat Turned Off............................................ | 2.3 | N | Q | Q | 1.2 | 1
Do Not Use Space Heating............................ | 1.3 | Q | Q | N | 0.3 | 0.8
Setting During Sleeping Hours
Heat Turned On............................................. | 98.1 | 10.7 | 24.9 | 25.5 | 18.6 | 18.5
63 Degrees or Less.................................. | 13 | 2.5 | 3.8 | 3.3 | 2.6 | 0.9
64 to 66 Degrees...................................... | 18.4 | 3.1 | 5.3 | 4.8 | 2.8 | 2.4
67 to 69 Degrees...................................... | 20.8 | 2.7 | 6.4 | 5.2 | 3.8 | 2.6
70 Degrees............................................... | 18.5 | 1.3 | 4.3 | 5.7 | 3.7 | 3.5
71 to 73 Degrees...................................... | 11.1 | 0.6 | 2.5 | 3.3 | 2.1 | 2.5
74 Degrees or More.................................. | 16.3 | 0.5 | 2.6 | 3.1 | 3.6 | 6.5
Don't Know/No Answer............................ | 6.4 | Q | 0.9 | 1.7 | 1.8 | 1.8
Heat Turned Off............................................ | 5.4 | N | Q | Q | 3.3 | 1.7
Table HC11.5 Space Heating Usage Indicators by Northeast Census Region, 2005
Million U.S. Housing Units
Northeast Census Region
U.S. Housing Units (millions)
Census Division
Total Northeast
Space Heating Usage Indicators |  |  | Middle Atlantic | New England
Total U.S. Housing Units.................................. | 111.1 | 20.6 | 15.1 | 5.5
Do Not Have Heating Equipment..................... | 1.2 | Q | Q | Q
Have Space Heating Equipment..................... | 109.8 | 20.5 | 15.1 | 5.4
Use Space Heating Equipment......................... | 109.1 | 20.5 | 15.1 | 5.4
Have But Do Not Use Equipment...................... | 0.8 | N | N | N
Space Heating Usage During 2005
Winter 2005 Temperature Settings
Lower Temperature Settings
Daytime When No One is at Home
Yes........................................................... | 40.5 | 8.6 | 6.1 | 2.5
No............................................................. | 59.1 | 10.9 | 8.2 | 2.6
Unknown.................................................. | 11.4 | 1.1 | 0.8 | Q
During Sleeping Hours
Yes........................................................... | 40.7 | 9.1 | 6.5 | 2.6
No............................................................. | 60.2 | 10.5 | 7.9 | 2.6
Unknown.................................................. | 10.2 | 1 | 0.7 | Q
Daytime Setting When No One is at Home
Heat Turned On............................................ | 93.7 | 19.3 | 14.2 | 5.1
63 Degrees or Less................................. | 18.9 | 5.3 | 3.6 | 1.8
64 to 66 Degrees...................................... | 17.4 | 4.2 | 3 | 1.2
67 to 69 Degrees...................................... | 17.8 | 3.8 | 2.8 | 1.1
70 Degrees............................................... | 16 | 3.3 | 2.7 | 0.7
71 to 73 Degrees...................................... | 10.2 | 1.3 | 1 | 0.3
74 Degrees or More................................. | 13.5 | 1.3 | 1.1 | 0.2
Don't Know/No Answer........................... | 7.4 | 1 | 0.7 | Q
Heat Turned Off........................................... | 8.7 | Q | Q | Q
Do Not Use Space Heating........................... | 1.3 | Q | Q | Q
Daytime Setting When Someone is at Home
Heat Turned On............................................ | 101.5 | 19.6 | 14.4 | 5.2
63 Degrees or Less................................. | 4.1 | 1.5 | 1.1 | 0.4
64 to 66 Degrees...................................... | 8.2 | 2.4 | 1.5 | 0.9
67 to 69 Degrees...................................... | 23.6 | 5.5 | 3.8 | 1.7
70 Degrees............................................... | 24.6 | 5.3 | 4 | 1.3
71 to 73 Degrees...................................... | 17.6 | 2.5 | 2 | 0.5
74 Degrees or More................................. | 23.2 | 2.4 | 2 | 0.4
Don't Know/No Answer........................... | 6 | 0.9 | 0.7 | Q
Heat Turned Off........................................... | 2.3 | Q | Q | N
Do Not Use Space Heating........................... | 1.3 | Q | Q | Q
Setting During Sleeping Hours
Heat Turned On............................................ | 98.1 | 19.5 | 14.3 | 5.2
63 Degrees or Less................................. | 13 | 3.8 | 2.3 | 1.5
64 to 66 Degrees...................................... | 18.4 | 4.7 | 3.4 | 1.3
67 to 69 Degrees...................................... | 20.8 | 4.2 | 3 | 1.2
70 Degrees............................................... | 18.5 | 3.6 | 2.9 | 0.6
71 to 73 Degrees...................................... | 11.1 | 1.4 | 1.1 | 0.3
74 Degrees or More................................. | 16.3 | 1.8 | 1.5 | 0.3
Don't Know/No Answer........................... | 6.4 | 0.9 | 0.7 | Q
Heat Turned Off........................................... | 5.4 | Q | Q | Q
Do Not Use Space Heating........................... | 1.3 | Q | Q | Q
2009 RECS
https://www.eia.gov/consumption/residential/data/2009/#sh
Final Release: April 2013
Table HC6.7 Space Heating in U.S. Homes, by Census Region, 2009
Million Housing Units, Final
Census Region
Total U.S.1 (millions)
|  | Northeast | Midwest | South | West
Space Heating
Total Homes................................................. | 113.6 | 20.8 | 25.9 | 42.1 | 24.8
Winter Indoor Temperatures
Daytime Temperature When
Someone is Home
63 Degrees or Less................................ | 6.1 | 1.6 | 1.3 | 1.3 | 1.8
64 to 66 Degrees.................................... | 11.8 | 2.7 | 2.6 | 3.1 | 3.4
67 to 69 Degrees.................................... | 29.6 | 7.4 | 7.3 | 9.1 | 5.9
70 Degrees............................................. | 26.2 | 5.3 | 6.3 | 9.5 | 5.1
71 to 73 Degrees.................................... | 17.8 | 2.1 | 5 | 7.8 | 3
74 Degrees or More................................ | 18.5 | 1.7 | 3.3 | 10.3 | 3.2
Do Not Have or Use Heating Equipment.. | 3.5 | Q | Q | 1 | 2.4
Daytime Temperature When
No One is Home
63 Degrees or Less................................ | 26.7 | 6.3 | 5.2 | 7.2 | 8
64 to 66 Degrees.................................... | 21.8 | 4.3 | 5.5 | 6.9 | 5
67 to 69 Degrees.................................... | 23.2 | 4.6 | 5.7 | 9 | 3.9
70 Degrees............................................. | 17.2 | 3.3 | 4.3 | 7 | 2.6
71 to 73 Degrees.................................... | 10.4 | 1.4 | 3 | 4.6 | 1.4
74 Degrees or More................................ | 10.9 | 1 | 2.1 | 6.3 | 1.4
Do Not Have or Use Heating Equipment.. | 3.5 | Q | Q | 1 | 2.4
Temperature at Night
63 Degrees or Less................................ | 19 | 4.8 | 4 | 4 | 6.2
64 to 66 Degrees.................................... | 20 | 4.7 | 5.3 | 5.7 | 4.3
67 to 69 Degrees.................................... | 25.3 | 5 | 6.4 | 9.4 | 4.4
70 Degrees............................................. | 19.5 | 3.4 | 4.4 | 8.1 | 3.5
71 to 73 Degrees.................................... | 12 | 1.4 | 3.2 | 5.7 | 1.7
74 Degrees or More................................ | 14.3 | 1.3 | 2.5 | 8.2 | 2.3
Do Not Have or Use Heating Equipment.. | 3.5 | Q | Q | 1 | 2.4
Humidifier Use During 2009
Use a Humidifier.......................................... | 17.2 | 3.2 | 6.9 | 4.4 | 2.6
1 to 3 Months.......................................... | 9.2 | 1.6 | 2.9 | 3 | 1.6
4 to 6 Months.......................................... | 5.7 | 1.3 | 3.1 | 0.9 | 0.5
7 to 9 Months.......................................... | 0.9 | 0.1 | 0.4 | 0.1 | 0.2
10 to 11 Months...................................... | 0.2 | Q | Q | Q | Q
Turned on All Year.................................. | 1.2 | 0.2 | 0.5 | 0.3 | 0.2
Do Not Use a Humidifier.............................. | 96.5 | 17.5 | 19 | 37.7 | 22.2
Table HC6.8 Space Heating in U.S. Homes in Northeast Region, Divisions, and States, 2009
Million Housing Units, Final
Northeast Census Region
|  |  | New England Census Division |  |  | Middle Atlantic Census Division
| Total U.S.1 (millions) |  | Total New England |  |  | Total Middle Atlantic
|  | Total Northeast |  |  | CT, ME, NH, RI, VT
Space Heating |  |  |  | MA |  |  | NY | PA | NJ
Total Homes................................................. | 113.6 | 20.8 | 5.5 | 2.5 | 3 | 15.3 | 7.2 | 4.9 | 3.2
Winter Indoor Temperatures
Daytime Temperature When
Someone is Home
63 Degrees or Less................................ | 6.1 | 1.6 | 0.6 | 0.2 | 0.3 | 1 | 0.5 | 0.4 | Q
64 to 66 Degrees.................................... | 11.8 | 2.7 | 1 | 0.4 | 0.5 | 1.7 | 0.7 | 0.6 | 0.4
67 to 69 Degrees.................................... | 29.6 | 7.4 | 1.8 | 0.8 | 1 | 5.5 | 2.4 | 1.8 | 1.3
70 Degrees............................................. | 26.2 | 5.3 | 1.3 | 0.6 | 0.7 | 4 | 2.3 | 1 | 0.7
71 to 73 Degrees.................................... | 17.8 | 2.1 | 0.4 | 0.2 | 0.2 | 1.6 | 0.6 | 0.6 | 0.4
74 Degrees or More................................ | 18.5 | 1.7 | 0.4 | 0.2 | 0.2 | 1.4 | 0.6 | 0.5 | 0.2
Do Not Have or Use Heating Equipment.. | 3.5 | Q | Q | Q | N | N | N | N | N
Daytime Temperature When | 63.06% | 72.73% | 78.18% | 79.17% | 80% | 71.71% | 66.2% | 77.08% | 77.42%
No One is Home
63 Degrees or Less................................ | 26.7 | 6.3 | 2.2 | 1 | 1.2 | 4.1 | 1.8 | 1.6 | 0.7
64 to 66 Degrees.................................... | 21.8 | 4.3 | 1.2 | 0.5 | 0.7 | 3.1 | 1.3 | 0.8 | 1
67 to 69 Degrees.................................... | 23.2 | 4.6 | 0.9 | 0.4 | 0.5 | 3.7 | 1.6 | 1.3 | 0.7
70 Degrees............................................. | 17.2 | 3.3 | 0.8 | 0.3 | 0.4 | 2.5 | 1.6 | 0.5 | 0.4
71 to 73 Degrees.................................... | 10.4 | 1.4 | 0.2 | 0.1 | 0.1 | 1.1 | 0.4 | 0.4 | 0.3
74 Degrees or More................................ | 10.9 | 1 | 0.2 | 0.1 | 0.1 | 0.7 | 0.4 | 0.2 | Q
Do Not Have or Use Heating Equipment.. | 3.5 | Q | Q | Q | N | N | N | N | N
Temperature at Night
63 Degrees or Less................................ | 19 | 4.8 | 1.7 | 0.7 | 1 | 3.1 | 1.5 | 1 | 0.6
64 to 66 Degrees.................................... | 20 | 4.7 | 1.3 | 0.6 | 0.7 | 3.4 | 1.6 | 0.9 | 1
67 to 69 Degrees.................................... | 25.3 | 5 | 1.1 | 0.5 | 0.6 | 4 | 1.8 | 1.5 | 0.7
70 Degrees............................................. | 19.5 | 3.4 | 0.9 | 0.4 | 0.5 | 2.6 | 1.5 | 0.6 | 0.5
71 to 73 Degrees.................................... | 12 | 1.4 | 0.3 | 0.1 | 0.2 | 1.2 | 0.4 | 0.4 | 0.3
74 Degrees or More................................ | 14.3 | 1.3 | 0.3 | 0.1 | 0.1 | 1.1 | 0.5 | 0.4 | 0.2
Do Not Have or Use Heating Equipment.. | 3.5 | Q | Q | Q | N | N | N | N | N
Humidifier Use During 2009
Use a Humidifier.......................................... | 17.2 | 3.2 | 1.1 | 0.4 | 0.7 | 2.1 | 0.6 | 0.8 | 0.6
1 to 3 Months.......................................... | 9.2 | 1.6 | 0.7 | 0.2 | 0.5 | 0.9 | 0.3 | 0.3 | 0.3
4 to 6 Months.......................................... | 5.7 | 1.3 | 0.4 | 0.2 | 0.2 | 0.9 | 0.3 | 0.4 | 0.3
7 to 9 Months.......................................... | 0.9 | 0.1 | Q | Q | Q | Q | Q | Q | Q
10 to 11 Months...................................... | 0.2 | Q | N | N | N | Q | N | Q | N
Turned on All Year.................................. | 1.2 | 0.2 | Q | Q | Q | 0.2 | Q | Q | Q
Do Not Use a Humidifier.............................. | 96.5 | 17.5 | 4.4 | 2 | 2.3 | 13.2 | 6.5 | 4.1 | 2.5
2015 RECS | https://www.eia.gov/consumption/residential/data/2015/#sh
Release date: February 2017 Revised date: May 2018
Table HC6.6 Space heating in U.S. homes by climate region, 20151
Number of housing units (million)
Climate region3
| Total U.S.2 | Very cold/ cold | Mixed-humid | Mixed-dry/ Hot-dry | Hot-humid | Marine
All homes | 118.2 | 42.5 | 33.5 | 12.7 | 22.8 | 6.7
Winter indoor daytime temperature when someone is home
63 degrees or less | 4.6 | 2.1 | 1 | 0.5 | 0.4 | 0.6
64 to 66 degrees | 10.6 | 4.9 | 2.6 | 1 | 1.1 | 0.9
67 to 69 degrees | 31.5 | 13.9 | 9.4 | 2.3 | 4.2 | 1.7
70 degrees | 25.9 | 10.1 | 8 | 2.1 | 4.1 | 1.7
71 to 73 degrees | 20.7 | 7.3 | 6.8 | 1.7 | 4.1 | 0.8
74 degrees or more | 19.8 | 4.2 | 5.6 | 3.2 | 6.2 | 0.6
Do not use heating equipment | 5.1 | Q | Q | 2 | 2.7 | 0.4
Winter indoor daytime temperature when no one is home
63 degrees or less | 22.2 | 9.7 | 4.6 | 2.7 | 2.7 | 2.5
64 to 66 degrees | 24.9 | 10.4 | 7.1 | 2.3 | 3.4 | 1.7
67 to 69 degrees | 26.4 | 10.7 | 8.5 | 1.9 | 4.3 | 1.1
70 degrees | 16.8 | 6.3 | 5.4 | 1.3 | 3.4 | 0.4
71 to 73 degrees | 11 | 3.4 | 4 | 0.9 | 2.2 | 0.4
74 degrees or more | 11.8 | 2 | 3.9 | 1.7 | 4 | 0.2
Do not use heating equipment | 5.1 | Q | Q | 2 | 2.7 | 0.4
Winter indoor temperature at night
63 degrees or less | 16.2 | 7.2 | 3.7 | 2 | 1.2 | 2.1
64 to 66 degrees | 20.3 | 9 | 5.4 | 1.7 | 2.6 | 1.5
67 to 69 degrees | 29 | 11.8 | 9 | 2.4 | 4.5 | 1.3
70 degrees | 20 | 7.5 | 6.4 | 1.5 | 3.9 | 0.6
71 to 73 degrees | 13.8 | 4.1 | 5 | 1.1 | 3 | 0.5
74 degrees or more | 13.9 | 3 | 3.9 | 2.1 | 4.7 | 0.2
Do not use heating equipment | 5.1 | Q | Q | 2 | 2.7 | 0.4
Release date: February 2017 Revised date: May 2018
Table HC6.7 Space heating in homes in the Northeast and Midwest regions, 20151
Number of housing units (million)
|  | Northeast Census Region |  |  | Midwest Census Region
| Total U.S.2 | Total Northeast | New England | Middle Atlantic | Total Midwest | East North Central | West North Central
All homes | 118.2 | 21 | 5.6 | 15.4 | 26.4 | 18.1 | 8.3
Winter indoor daytime temperature when someone is home
63 degrees or less | 4.6 | 1.3 | 0.4 | 0.9 | 0.9 | 0.6 | 0.3
64 to 66 degrees | 10.6 | 2.6 | 1 | 1.6 | 2.4 | 1.6 | 0.8
67 to 69 degrees | 31.5 | 6.5 | 2.1 | 4.4 | 8.6 | 6.1 | 2.6
70 degrees | 25.9 | 5.5 | 1.3 | 4.2 | 6 | 4.3 | 1.7
71 to 73 degrees | 20.7 | 3.2 | 0.4 | 2.7 | 5.5 | 3.7 | 1.8
74 degrees or more | 19.8 | 2 | 0.4 | 1.6 | 2.8 | 1.8 | 1
Do not use heating equipment | 5.1 | Q | Q | N | N | N | N
Winter indoor daytime temperature when no one is home
63 degrees or less | 22.2 | 5.2 | 2 | 3.2 | 4.8 | 3.3 | 1.5
64 to 66 degrees | 24.9 | 5 | 1.5 | 3.5 | 6.3 | 4.4 | 1.9
67 to 69 degrees | 26.4 | 4.7 | 1.1 | 3.6 | 7.2 | 5.1 | 2.1
70 degrees | 16.8 | 3.6 | 0.7 | 2.9 | 3.8 | 2.7 | 1.1
71 to 73 degrees | 11 | 1.4 | Q | 1.2 | 2.7 | 1.6 | 1.1
74 degrees or more | 11.8 | 1.1 | Q | 0.9 | 1.6 | 0.9 | 0.7
Do not use heating equipment | 5.1 | Q | Q | N | N | N | N
Winter indoor temperature at night
63 degrees or less | 16.2 | 4.2 | 1.6 | 2.5 | 3.3 | 2.4 | 1
64 to 66 degrees | 20.3 | 4.4 | 1.4 | 3 | 5.4 | 3.8 | 1.6
67 to 69 degrees | 29 | 5 | 1.4 | 3.7 | 7.7 | 5.3 | 2.4
70 degrees | 20 | 4.3 | 0.7 | 3.6 | 4.5 | 3.2 | 1.3
71 to 73 degrees | 13.8 | 1.7 | Q | 1.5 | 3.2 | 2 | 1.2
74 degrees or more | 13.9 | 1.4 | 0.3 | 1.1 | 2.2 | 1.5 | 0.8
Do not use heating equipment | 5.1 | Q | Q | N | N | N | N
https://www.eia.gov/consumption/residential/data/2020/
Preliminary data release date: May 2022 Final data release date: March 2023
Table HC6.6 Space heating in U.S. homes, by climate region, 2020
Number of housing units (million)
Climate regionb
| Total U.S.a | Very-cold/ Cold | Mixed-humid | Mixed-dry/ Hot-dry | Hot-humid | Marine
All homes | 123.53 | 42.5 | 36.79 | 15.06 | 22.31 | 6.87
Winter indoor daytime temperature when someone is home
63 degrees or less | 4.42 | 1.59 | 1.14 | 0.73 | 0.42 | 0.54
64 to 66 degrees | 10.3 | 4.48 | 2.68 | 1.14 | 0.86 | 1.13
67 to 69 degrees | 32.57 | 13.91 | 10.23 | 2.99 | 3.32 | 2.13
70 degrees | 26.95 | 10.17 | 8.42 | 2.76 | 4.21 | 1.39
71 to 73 degrees | 25.2 | 8.23 | 8.82 | 2.54 | 4.71 | 0.9
74 degrees or more | 18.3 | 3.96 | 5.13 | 3.24 | 5.57 | 0.41
Does not use heating equipment | 5.79 | 0.16 | 0.38 | 1.65 | 3.23 | 0.37
Winter indoor daytime temperature when no one is home
63 degrees or less | 18.75 | 7.56 | 4.32 | 2.81 | 1.75 | 2.32
64 to 66 degrees | 22.15 | 8.79 | 6.27 | 2.9 | 2.49 | 1.69
67 to 69 degrees | 30.09 | 11.7 | 10.49 | 2.7 | 3.76 | 1.44
70 degrees | 19.35 | 6.97 | 6.51 | 1.82 | 3.5 | 0.54
71 to 73 degrees | 15.06 | 5.02 | 5.54 | 1.25 | 2.87 | 0.38
74 degrees or more | 12.35 | 2.3 | 3.28 | 1.92 | 4.71 | 0.13
Does not use heating equipment | 5.79 | 0.16 | 0.38 | 1.65 | 3.23 | 0.37
Winter indoor temperature at night
63 degrees or less | 14.85 | 6.41 | 3.19 | 2.34 | 0.84 | 2.06
64 to 66 degrees | 19.72 | 8.29 | 5.28 | 2.54 | 1.93 | 1.68
67 to 69 degrees | 31.58 | 12.03 | 10.9 | 2.71 | 4.47 | 1.47
70 degrees | 20.22 | 7.08 | 6.81 | 1.84 | 3.72 | 0.77
71 to 73 degrees | 17.49 | 5.36 | 6.28 | 1.59 | 3.94 | 0.32
74 degrees or more | 13.88 | 3.16 | 3.95 | 2.39 | 4.18 | 0.2
Does not use heating equipment | 5.79 | 0.16 | 0.38 | 1.65 | 3.23 | 0.37
Table HC6.7 Space heating in homes in the Northeast and Midwest regions, 2020
Number of housing units (million)
|  | Northeast Census Region |  |  | Midwest Census Region
| Total U.S.a | Total Northeast | New England | Middle Atlantic | Total Midwest | East North Central | West North Central
All homes | 123.53 | 21.92 | 5.88 | 16.04 | 27.04 | 18.55 | 8.5
Space heating equipment
Uses space heating equipment | 117.74 | 21.8 | 5.86 | 15.94 | 26.92 | 18.45 | 8.47
Has space heating equipment but does not use it | 3.92 | Q | N | Q | Q | Q | Q
Does not have space heating equipment | 1.87 | Q | Q | Q | Q | Q | Q
Winter indoor daytime temperature when someone is home
63 degrees or less | 4.42 | 1.18 | 0.37 | 0.81 | 0.69 | 0.45 | 0.24
64 to 66 degrees | 10.3 | 2.73 | 1.01 | 1.72 | 2.06 | 1.4 | 0.65
67 to 69 degrees | 32.57 | 7.16 | 2.08 | 5.07 | 8.43 | 5.88 | 2.55
70 degrees | 26.95 | 5.38 | 1.39 | 4 | 6.37 | 4.31 | 2.06
71 to 73 degrees | 25.2 | 3.51 | 0.63 | 2.88 | 6.27 | 4.25 | 2.02
74 degrees or more | 18.3 | 1.84 | 0.39 | 1.45 | 3.1 | 2.15 | 0.95
Does not use heating equipment | 5.79 | 0.12 | Q | 0.11 | 0.12 | Q | Q
Winter indoor daytime temperature when no one is home
63 degrees or less | 18.75 | 4.84 | 1.84 | 3.01 | 3.21 | 2.26 | 0.95
64 to 66 degrees | 22.15 | 4.79 | 1.37 | 3.42 | 4.91 | 3.33 | 1.58
67 to 69 degrees | 30.09 | 5.77 | 1.39 | 4.38 | 7.98 | 5.39 | 2.59
70 degrees | 19.35 | 3.31 | 0.75 | 2.55 | 4.96 | 3.48 | 1.48
71 to 73 degrees | 15.06 | 1.98 | 0.31 | 1.66 | 3.96 | 2.72 | 1.25
74 degrees or more | 12.35 | 1.11 | 0.2 | 0.92 | 1.9 | 1.28 | 0.62
Does not use heating equipment | 5.79 | 0.12 | Q | 0.11 | 0.12 | Q | Q
Winter indoor temperature at night
63 degrees or less | 14.85 | 3.85 | 1.48 | 2.37 | 2.64 | 1.93 | 0.71
64 to 66 degrees | 19.72 | 4.43 | 1.38 | 3.05 | 4.53 | 2.94 | 1.6
67 to 69 degrees | 31.58 | 5.87 | 1.44 | 4.43 | 8.19 | 5.6 | 2.58
70 degrees | 20.22 | 3.96 | 0.89 | 3.07 | 4.79 | 3.27 | 1.53
71 to 73 degrees | 17.49 | 2.25 | 0.41 | 1.84 | 4.31 | 2.92 | 1.39
74 degrees or more | 13.88 | 1.44 | 0.27 | 1.17 | 2.46 | 1.79 | 0.66
Does not use heating equipment | 5.79 | 0.12 | Q | 0.11 | 0.12 | Q | Q

## RECS as Compiled
From 1984 RECS, Table 41 have HDD NE = 6318
In 1990, stopped limiting responses to the temp question by whether "have heating controls"
Year | Geography | Units | Time* | Heat On | <70 | <=63 | 64-66 | 67-69 | 70 | 71-73 | 74+ | 71+ | >=70 | No heat or off | DK | DK/ NoHeat | Total | Stated Average | Have heating controls | Check Sum 1 | Check Sum 2 | Check Sum 3 | Derived 70+ | Source
1973 | US | % | D |  | 12 | [7 empty] | 85 |  |  | 2 | [6 empty] | 85 | RECS 1981 referring to American Energy Consumer
1981 | US | % | D |  | 50 | [7 empty] | 45 |  |  | 4 | [6 empty] | 45 | RECS 1981, As of November 1981
1973 | US | % | N |  | 45 | [7 empty] | 51 |  |  | 4 | [6 empty] | 51 | RECS 1981 referring to American Energy Consumer
1981 | US | % | N |  | 66 | [7 empty] | 22 |  |  | 12 | [6 empty] | 22 | RECS 1981, As of November 1981
1981 | US | % | DH | 95.2 |  | 6 | 13.9 | 29.8 | 25.2 |  |  | 20.4 |  | 2.4 | 2.4 |  |  |  | 81.1 | 100 | 0.1 |  | 45.6 | RECS 1981, As of November 1981
1981 | >5499 HHD, <1000SQFT | % | DH | 92.6 |  | 6.7 | 16.8 | 25 | 26.3 |  |  | 17.7 |  | 1.3 | 6.2 |  |  |  | 70.6 | 100.1 | -0.1 |  | 44 | RECS 1981, As of November 1981
1981 | >5499 HHD, 1000-1999SQFT | % | DH | 97.9 |  | 6.5 | 15.8 | 32.3 | 25.2 |  |  | 18.1 |  | 0.6 | 1.5 |  |  |  | 89.2 | 100 | 0 |  | 43.3 | RECS 1981, As of November 1981
1981 | >5499 HHD, >2000SQFT | % | DH | 99.3 |  | 8.3 | 16.4 | 39.5 | 20.5 |  |  | 14.6 |  | 0.3 | 0.5 |  |  |  | 95.2 | 100.1 | 0 |  | 35.1 | RECS 1981, As of November 1981
1981 | US | % | DNH | 79.3 |  | 25.5 | 19.5 | 16.9 | 9.9 |  |  | 7.5 |  | 18.2 | 2.5 |  |  |  |  | 100 | 0 |  | 17.4 | RECS 1981, As of November 1981
1981 | >5499 HHD, <1000SQFT | % | DNH | 84.4 |  | 27.5 | 22.2 | 14.6 | 12.8 |  |  | 7.3 |  | 10.2 | 5.4 |  |  |  |  | 100 | 0 |  | 20.1 | RECS 1981, As of November 1981
1981 | >5499 HHD, 1000-1999SQFT | % | DNH | 94 |  | 30.8 | 25.4 | 19.1 | 11.8 |  |  | 6.8 |  | 4.2 | 1.8 |  |  |  |  | 100 | -0.1 |  | 18.6 | RECS 1981, As of November 1981
1981 | >5499 HHD, >2000SQFT | % | DNH | 98.1 |  | 32.2 | 24.9 | 24.3 | 9.6 |  |  | 7.1 |  | 1.4 | 0.5 |  |  |  |  | 100 | 0 |  | 16.7 | RECS 1981, As of November 1981
1981 | US | % | N | 87.8 |  | 24.5 | 21.6 | 19.5 | 12.9 |  |  | 9.3 |  | 9.8 | 2.5 |  |  |  |  | 100.1 | 0 |  | 22.2 | RECS 1981, As of November 1981
1981 | >5499 HHD, <1000SQFT | % | N | 89.9 |  | 23.9 | 23.7 | 18.1 | 14.6 |  |  | 9.7 |  | 4 | 6.1 |  |  |  |  | 100 | 0.1 |  | 24.3 | RECS 1981, As of November 1981
1981 | >5499 HHD, 1000-1999SQFT | % | N | 96.3 |  | 25.7 | 26.8 | 22.5 | 13.5 |  |  | 7.7 |  | 2 | 1.7 |  |  |  |  | 100 | -0.1 |  | 21.2 | RECS 1981, As of November 1981
1981 | >5499 HHD, >2000SQFT | % | N | 98.2 |  | 27.9 | 28.1 | 24.7 | 10.7 |  |  | 6.9 |  | 1.3 | 0.5 |  |  |  |  | 100 | 0.1 |  | 17.6 | RECS 1981, As of November 1981
1982 | US | % | DH | 97.3 |  | 4.9 | 13.4 | 27.7 | 26.7 |  |  | 24.7 |  | 1.6 | 1.1 |  |  |  | 79.5 | 100 | 0.1 |  | 51.4 | RECS 1982 As of November 1982
1982 | >5499 HHD, <1000SQFT | % | DH | 96.8 |  | 3.5 | 15 | 28.6 | 30.2 |  |  | 19.5 |  | 0.6 | 2.6 |  |  |  | 78 | 100 | 0 |  | 49.7 | RECS 1982 As of November 1982
1982 | >5499 HHD, 1000-1999SQFT | % | DH | 99.9 |  | 9 | 16.3 | 34 | 21.8 |  |  | 18.8 |  | 0.1 |  |  |  |  | 90.9 | 100 | 0 |  | 40.6 | RECS 1982 As of November 1982
1982 | >5499 HHD, >2000SQFT | % | DH | 99.7 |  | 7.6 | 18.2 | 31.6 | 25.9 |  |  | 16.4 |  | 0.1 | 0.2 |  |  |  | 94.4 | 100 | 0 |  | 42.3 | RECS 1982 As of November 1982
1982 | US | % | DNH | 83.6 |  | 27 | 19.8 | 15.2 | 11.9 |  |  | 9.7 |  | 15.3 | 1.1 |  |  |  |  | 100 | 0 |  | 21.6 | RECS 1982 As of November 1982
1982 | >5499 HHD, <1000SQFT | % | DNH | 91.7 |  | 30.3 | 25.7 | 12.3 | 13.8 |  |  | 9.6 |  | 5.1 | 3.1 |  |  |  |  | 99.9 | 0 |  | 23.4 | RECS 1982 As of November 1982
1982 | >5499 HHD, 1000-1999SQFT | % | DNH | 97.6 |  | 34.9 | 22.6 | 20 | 12.1 |  |  | 7.9 |  | 2.4 | [5 empty] | 100 | -0.1 |  | 20 | RECS 1982 As of November 1982
1982 | >5499 HHD, >2000SQFT | % | DNH | 99 |  | 34.8 | 25.7 | 20.2 | 10.4 |  |  | 7.9 |  | 0.8 | 0.2 |  |  |  |  | 100 | 0 |  | 18.3 | RECS 1982 As of November 1982
1982 | US | % | N | 88.6 |  | 23.9 | 22.2 | 19.5 | 13.2 |  |  | 9.8 |  | 10.3 | 1.1 |  |  |  |  | 100 | 0 |  | 23 | RECS 1982 As of November 1982
1982 | >5499 HHD, <1000SQFT | % | N | 93.1 |  | 21.1 | 26.5 | 19.9 | 17.2 |  |  | 8.5 |  | 3.4 | 3.4 |  |  |  |  | 99.9 | 0.1 |  | 25.7 | RECS 1982 As of November 1982
1982 | >5499 HHD, 1000-1999SQFT | % | N | 98.1 |  | 30.4 | 25.8 | 21 | 11.3 |  |  | 9.6 |  | 1.7 | 0.2 |  |  |  |  | 100 | 0 |  | 20.9 | RECS 1982 As of November 1982
1982 | >5499 HHD, >2000SQFT | % | N | 99.4 |  | 29.4 | 27.3 | 24.5 | 12.3 |  |  | 5.9 |  | 0.5 | 0.2 |  |  |  |  | 100.1 | 0 |  | 18.2 | RECS 1982 As of November 1982
1982 | NE > 5500 HDD | Mean Daytime Temperature | [15 empty] | 67.5 | [5 empty] | RECS 1982 As of November 1982
1984 | US | % | DH | 97.9 |  | 4.8 | 12.6 | 28.1 | 27.5 |  |  | 24.9 |  | 1.2 | 1 |  |  |  | 78.7 | 100.1 | 0 |  | 52.4 | RECS 1984 As of November 1984
1984 | >5499 HHD, <1000SQFT | % | DH | 99.2 |  | 7.6 | 12.1 | 25.3 | 27.5 |  |  | 26.7 | [6 empty] | 78.1 | 99.2 | 0 |  | 54.2 | RECS 1984 As of November 1984
1984 | >5499 HHD, 1000-1999SQFT | % | DH | 99.4 |  | 5 | 13 | 30.6 | 28.7 |  |  | 22.1 | [6 empty] | 89 | 99.4 | 0 |  | 50.8 | RECS 1984 As of November 1984
1984 | >5499 HHD, >2000SQFT | % | DH | 99.9 |  | 4.4 | 16.8 | 37.7 | 23.4 |  |  | 17.6 | [6 empty] | 93.6 | 99.9 | 0 |  | 41 | RECS 1984 As of November 1984
1984 | US | % | DNH | 84.6 |  | 27.8 | 18.8 | 16.9 | 11.4 |  |  | 9.7 |  | 14.6 | 0.8 |  |  |  |  | 100 | 0 |  | 21.1 | RECS 1984 As of November 1984
1984 | >5499 HHD, <1000SQFT | % | DNH | 92.8 |  | 32 | 18.8 | 18.3 | 12.4 |  |  | 11.3 |  | 6.5 | [5 empty] | 99.3 | 0 |  | 23.7 | RECS 1984 As of November 1984
1984 | >5499 HHD, 1000-1999SQFT | % | DNH | 96.3 |  | 31.4 | 21.3 | 18.7 | 14.7 |  |  | 10.2 |  | 3 | [5 empty] | 99.3 | 0 |  | 24.9 | RECS 1984 As of November 1984
1984 | >5499 HHD, >2000SQFT | % | DNH | 98.7 |  | 37 | 24 | 22.6 | 6.7 |  |  | 8.4 | [7 empty] | 98.7 | 0 |  | 15.1 | RECS 1984 As of November 1984
1984 | US | % | N | 90.5 |  | 22.9 | 21.4 | 20.6 | 14.2 |  |  | 11.4 |  | 8.8 | 0.7 |  |  |  |  | 100 | 0 |  | 25.6 | RECS 1984 As of November 1984
1984 | >5499 HHD, <1000SQFT | % | N | 95.6 |  | 22.6 | 22.3 | 24.3 | 14.5 |  |  | 11.9 |  | 3.7 | [5 empty] | 99.3 | 0 |  | 26.4 | RECS 1984 As of November 1984
1984 | >5499 HHD, 1000-1999SQFT | % | N | 96.8 |  | 28 | 21.6 | 20.5 | 16.8 |  |  | 9.9 |  | 2.5 | [5 empty] | 99.3 | 0 |  | 26.7 | RECS 1984 As of November 1984
1984 | >5499 HHD, >2000SQFT | % | N | 98.8 |  | 32 | 24.5 | 24.2 | 10.7 |  |  | 7.5 | [7 empty] | 98.8 | 0.1 |  | 18.2 | RECS 1984 As of November 1984
1984 | NE > 5500 HDD | Mean Daytime Temperature | D | [14 empty] | 68.1 | [5 empty] | RECS 1984 As of November 1984
1987 | NE > 5500 HDD | Mean Daytime Temperature | D | [14 empty] | 68.6 | [5 empty] | RECS 1987 As of November 1987
1987 | US | % | DH | 96.4 |  | 3.5 | 9.1 | 24.2 | 27 |  |  | 32.6 |  | 1.7 | 2 |  |  |  | 80.7 | 100.1 | 0 |  | 59.6 | RECS 1987 As of November 1987
1987 | >5499 HHD, <1000SQFT | % | DH | 96.3 |  | 7.4 | 14.5 | 22.5 | 27.7 |  |  | 24.1 |  |  | 3.3 |  |  |  | 75.8 | 99.6 | -0.1 |  | 51.8 | RECS 1987 As of November 1987
1987 | >5499 HHD, 1000-1999SQFT | % | DH | 98.6 |  | 3.8 | 9.9 | 33.1 | 28.7 |  |  | 23.1 | [6 empty] | 91.1 | 98.6 | 0 |  | 51.8 | RECS 1987 As of November 1987
1987 | >5499 HHD, >2000SQFT | % | DH | 99.1 |  | 3.5 | 10.9 | 39.1 | 23.9 |  |  | 21.7 | [6 empty] | 97 | 99.1 | 0 |  | 45.6 | RECS 1987 As of November 1987
1987 | US | % | DNH | 84.4 |  | 23.1 | 17.8 | 16.1 | 13.7 |  |  | 13.7 |  | 13.9 | 1.7 |  |  |  |  | 100 | 0 |  | 27.4 | RECS 1987 As of November 1987
1987 | >5499 HHD, <1000SQFT | % | DNH | 91.5 |  | 28.2 | 21.4 | 15.9 | 15.5 |  |  | 10.5 |  | 4.9 | 3.6 |  |  |  |  | 100 | 0 |  | 26 | RECS 1987 As of November 1987
1987 | >5499 HHD, 1000-1999SQFT | % | DNH | 97.3 |  | 34.2 | 25.2 | 19.8 | 10.5 |  |  | 7.5 | [7 empty] | 97.3 | -0.1 |  | 18 | RECS 1987 As of November 1987
1987 | >5499 HHD, >2000SQFT | % | DNH | 98 |  | 33.6 | 23 | 21.8 | 10.5 |  |  | 9.2 | [7 empty] | 98 | 0.1 |  | 19.7 | RECS 1987 As of November 1987
1987 | US | % | N | 89.9 |  | 19.4 | 19.9 | 18.8 | 16.2 |  |  | 15.6 |  | 8.2 | 2 |  |  |  |  | 100.1 | 0 |  | 31.8 | RECS 1987 As of November 1987
1987 | >5499 HHD, <1000SQFT | % | N | 94.9 |  | 22.3 | 20 | 19.4 | 20.4 |  |  | 12.9 |  |  | 4.1 |  |  |  |  | 99 | 0.1 |  | 33.3 | RECS 1987 As of November 1987
1987 | >5499 HHD, 1000-1999SQFT | % | N | 97.9 |  | 25.7 | 28.2 | 22.3 | 11.2 |  |  | 10.5 | [7 empty] | 97.9 | 0 |  | 21.7 | RECS 1987 As of November 1987
1987 | >5499 HHD, >2000SQFT | % | N | 98.1 |  | 30.3 | 23.3 | 23.6 | 11.1 |  |  | 9.8 | [7 empty] | 98.1 | 0 |  | 20.9 | RECS 1987 As of November 1987
1981 | US | % | DH |  | 59 |  |  |  | 20 |  |  | 17 | [10 empty] | 37 | RECS 1990, Recalculation
1981 | US | % | N |  | 72 |  |  |  | 10 |  |  | 8 | [10 empty] | 18 | RECS 1990, Recalculation
1990 | US | % | DH | 94.2 |  | 3.1 | 7.5 | 21.6 | 27.7 | 15.3 | 19 |  |  | 1.6 | 4.2 |  |  |  |  | 100 | 0 |  | 62 | RECS 1990 Table 52 Winter Temperatures
1990 | >5499 HHD, <1000SQFT | % | DH | 94.3 |  | 3.6 | 7.7 | 23.7 | 29.2 | 13.4 | 16.9 |  |  |  | 5.5 |  |  |  |  | 99.8 | 0.2 |  | 59.5 | RECS 1990 Table 52 Winter Temperatures
1990 | >5499 HHD, 1000-1999SQFT | % | DH | 97.9 |  | 2.2 | 9.1 | 24.7 | 30.8 | 18.1 | 12.9 | [8 empty] | 97.9 | -0.1 |  | 61.8 | RECS 1990 Table 52 Winter Temperatures
1990 | >5499 HHD, >2000SQFT | % | DH | 99.4 |  | 2.9 | 11 | 32.4 | 26.8 | 18.7 | 7.6 | [8 empty] | 99.4 | 0 |  | 53.1 | RECS 1990 Table 52 Winter Temperatures
1990 | US | % | DNH | 80 |  | 18.6 | 16 | 15.1 | 14.6 | 7.7 | 8 |  |  | 16 | 4 |  |  |  |  | 100 | 0 |  | 30.3 | RECS 1990 Table 52 Winter Temperatures
1990 | >5499 HHD, <1000SQFT | % | DNH | 89.1 |  | 23.7 | 18.1 | 16.8 | 16.9 | 4.8 | 8.8 |  |  | 4.5 | 6.3 |  |  |  |  | 99.9 | 0 |  | 30.5 | RECS 1990 Table 52 Winter Temperatures
1990 | >5499 HHD, 1000-1999SQFT | % | DNH | 94.7 |  | 23.3 | 23.2 | 19.7 | 15.1 | 8.6 | 4.8 |  |  | 3.5 | 1.9 |  |  |  |  | 100.1 | 0 |  | 28.5 | RECS 1990 Table 52 Winter Temperatures
1990 | >5499 HHD, >2000SQFT | % | DNH | 97.8 |  | 30.1 | 24.5 | 16.2 | 14.6 | 10.3 | 2.3 | [8 empty] | 97.8 | 0.2 |  | 27.2 | RECS 1990 Table 52 Winter Temperatures
1990 | US | % | N | 85.7 |  | 15.8 | 18.1 | 18.4 | 16.5 | 7.7 | 9.3 |  |  | 10.3 | 4 |  |  |  |  | 100 | 0.1 |  | 33.5 | RECS 1990 Table 52 Winter Temperatures
1990 | >5499 HHD, <1000SQFT | % | N | 91.4 |  | 18.3 | 18.8 | 20.1 | 18.9 | 6.4 | 8.9 |  |  | 3.6 | 5.1 |  |  |  |  | 100.1 | 0 |  | 34.2 | RECS 1990 Table 52 Winter Temperatures
1990 | >5499 HHD, 1000-1999SQFT | % | N | 95.9 |  | 20.9 | 24.1 | 20.6 | 16.4 | 8.2 | 5.6 |  |  | 2.5 | [5 empty] | 98.4 | -0.1 |  | 30.2 | RECS 1990 Table 52 Winter Temperatures
1990 | >5499 HHD, >2000SQFT | % | N | 98.5 |  | 22.2 | 29.1 | 20.7 | 14.2 | 7.2 | 5 | [8 empty] | 98.5 | -0.1 |  | 26.4 | RECS 1990 Table 52 Winter Temperatures
1993 | US | % | DH | 92.2 |  | 3.4 | 9.2 | 23.1 | 29.7 | 14.4 | 12.4 |  |  | 3.3 | 4.4 |  |  |  |  | 99.9 | 0 |  |  | RECS 1993, Table 3.32b
1993 | Northeast | % | DH | 94.3 |  | 5.6 | 12.6 | 28 | 31.2 | 10 | 6.9 |  |  |  | 5.4 |  |  |  |  | 99.7 | 0 |  |  | RECS 1993, Table 3.32b
1993 | >7000 HDD | % | DH | 98.1 |  | 4.5 | 10.8 | 34.1 | 29.1 | 11.3 | 8.3 |  |  |  | 1.9 |  |  |  |  | 100 | 0 |  |  | RECS 1993, Table 3.32b
1993 | 5500 to 7000 HDD | % | DH | 97.3 |  | 3.5 | 9.8 | 26.9 | 32.8 | 15.3 | 8.9 |  |  | 0.5 | 2.2 |  |  |  |  | 100 | -0.1 |  |  | RECS 1993, Table 3.32b
1993 | US | % | DNH | 77.6 |  | 17.6 | 15.2 | 16.2 | 16.3 | 7.2 | 5.3 |  |  | 18.4 | 3.9 |  |  |  |  | 99.9 | 0.2 |  |  | RECS 1993, Table 3.32b
1993 | Northeast | % | DNH | 91.5 |  | 23.1 | 19 | 19.5 | 20.2 | 5.7 | 4 |  |  | 3 | 5.5 |  |  |  |  | 100 | 0 |  |  | RECS 1993, Table 3.32b
1993 | >7000 HDD | % | DNH | 97.2 |  | 27.2 | 19.8 | 21.7 | 17.4 | 6.7 | 4.3 |  |  |  | 1.9 |  |  |  |  | 99.1 | -0.1 |  |  | RECS 1993, Table 3.32b
1993 | 5500 to 7000 HDD | % | DNH | 94.2 |  | 20 | 20.1 | 19.8 | 20.4 | 9.4 | 4.6 |  |  | 3.7 | 2 |  |  |  |  | 99.9 | 0.1 |  |  | RECS 1993, Table 3.32b
1993 | US | % | N | 84.7 |  | 16 | 17.2 | 18.2 | 18.2 | 8.2 | 6.9 |  |  | 11 | 4.3 |  |  |  |  | 100 | 0 |  |  | RECS 1993, Table 3.32b
1993 | Northeast | % | N | 92.5 |  | 23.7 | 22.1 | 20.8 | 15.7 | 5.6 | 4.6 |  |  | 1.5 | 6 |  |  |  |  | 100 | 0 |  |  | RECS 1993, Table 3.32b
1993 | >7000 HDD | % | N | 97.6 |  | 22 | 20.7 | 26.8 | 18 | 5.9 | 4.1 |  |  |  | 1.9 |  |  |  |  | 99.5 | -0.1 |  |  | RECS 1993, Table 3.32b
1993 | 5500 to 7000 HDD | % | N | 95.9 |  | 16.3 | 20.4 | 22.1 | 21.8 | 9.7 | 5.6 |  |  | 1.8 | 2.2 |  |  |  |  | 99.9 | 0 |  |  | RECS 1993, Table 3.32b
1997 | US | % | DH | 92.5 |  | 3.8 | 8.1 | 23 | 25.3 | 14.5 | 17.8 |  |  | 2.1 | 5.4 |  |  |  |  | 100 | 0 |  |  | RECS 1997, Table HC6-1b
1997 | >7000 HDD | % | DH | 97.7 |  | 4.1 | 8.1 | 31.7 | 30.4 | 13.5 | 9.9 | [8 empty] | 97.7 | 0 |  |  | RECS 1997, Table HC6-1b
1997 | 5500 to 7000 HDD | % | DH | 96 |  | 3.7 | 8.7 | 28.2 | 25.2 | 17.7 | 12.6 |  |  |  | 3.7 |  |  |  |  | 99.7 | 0.1 |  |  | RECS 1997, Table HC6-1b
1997 | US | % | DNH | 83.7 |  | 19.4 | 16.3 | 17.8 | 14.6 | 7.5 | 8.1 |  |  | 10.2 | 6.1 |  |  |  |  | 100 | 0 |  |  | RECS 1997, Table HC6-1b
1997 | >7000 HDD | % | DNH | 97.1 |  | 24.1 | 20.6 | 23.6 | 16.7 | 8 | 4.1 | [8 empty] | 97.1 | 0 |  |  | RECS 1997, Table HC6-1b
1997 | 5500 to 7000 HDD | % | DNH | 93.5 |  | 20.2 | 19.2 | 21.5 | 15 | 10.6 | 7 |  |  | 2.1 | 4.4 |  |  |  |  | 100 | 0 |  |  | RECS 1997, Table HC6-1b
1997 | US | % | N | 87.8 |  | 16.2 | 16.6 | 19.3 | 17.3 | 8.3 | 10.1 |  |  | 7.1 | 5 |  |  |  |  | 99.9 | 0 |  |  | RECS 1997, Table HC6-1b
1997 | >7000 HDD | % | N | 97.4 |  | 22.3 | 22.5 | 23.1 | 17.9 | 7.6 | 4 | [8 empty] | 97.4 | 0 |  |  | RECS 1997, Table HC6-1b
1997 | 5500 to 7000 HDD | % | N | 95.4 |  | 15.8 | 18.2 | 23.5 | 18.6 | 10.5 | 8.7 |  |  | 1.1 | 3.5 |  |  |  |  | 100 | -0.1 |  |  | RECS 1997, Table HC6-1b
1997 | Northeast | % | DH | 92.5 |  | 5.4 | 11 | 30.3 | 25.1 | 10.6 | 10 |  |  |  | 7.2 |  |  |  |  | 99.7 | -0.1 |  |  | RECS 1997, Table HC6-9b
1997 | Northeast | % | DNH | 91 |  | 23.1 | 19.7 | 21.5 | 15.3 | 6.3 | 5.2 |  |  | 1.2 | 7.8 |  |  |  |  | 100 | 0.1 |  |  | RECS 1997, Table HC6-9b
1997 | Northeast | % | N | 92 |  | 20.7 | 19.9 | 23.1 | 16.5 | 5.7 | 6.1 |  |  | 0.7 | 7.3 |  |  |  |  | 100 | 0 |  |  | RECS 1997, Table HC6-9b
1997 | New England | % | DH | 95.8 |  | 7.6 | 12.6 | 35.1 | 24.9 | 8.5 | 7.2 |  |  |  | 3.7 |  |  |  |  | 99.5 | 0.1 |  |  | RECS 1997, Table HC6-9b
1997 | New England | % | DNH | 94.7 |  | 33.2 | 21.5 | 20.3 | 13 | 4.2 | 2.4 |  |  |  | 4.3 |  |  |  |  | 99 | -0.1 |  |  | RECS 1997, Table HC6-9b
1997 | New England | % | N | 95.5 |  | 30.9 | 18.2 | 22.9 | 16 | 3.3 | 4.1 |  |  |  | 3.6 |  |  |  |  | 99.1 | -0.1 |  |  | RECS 1997, Table HC6-9b
2001 | US | HHs | DH | 96.8 |  | 3.9 | 8.4 | 23.6 | 25.7 | 16.5 | 18.6 |  |  | 2 | 7.2 |  |  |  |  | 106 | -0.1 |  |  | RECS 2001, Table HC6-1a
2001 | >7000 HDD | HHs | DH | 8.6 |  | 0.5 | 0.9 | 3 | 2.4 | 1.2 | 0.7 |  |  |  | 0.6 |  |  |  |  | 9.2 | 0.1 |  |  | RECS 2001, Table HC6-1a
2001 | 5500 to 7000 HDD | HHs | DH | 26.6 |  | 1.4 | 2.6 | 8 | 6.3 | 4.6 | 3.7 |  |  |  | 1.8 |  |  |  |  | 28.4 | 0 |  |  | RECS 2001, Table HC6-1a
2001 | US | HHs | DNH | 87.6 |  | 17.7 | 17.2 | 19.1 | 15.1 | 8.7 | 9.8 |  |  | 10.5 | 8 |  |  |  |  | 106.1 | 0 |  |  | RECS 2001, Table HC6-1a
2001 | >7000 HDD | HHs | DNH | 8.5 |  | 2.2 | 1.8 | 2.4 | 1.2 | 0.6 | 0.3 |  |  |  | 0.6 |  |  |  |  | 9.1 | 0 |  |  | RECS 2001, Table HC6-1a
2001 | 5500 to 7000 HDD | HHs | DNH | 25.6 |  | 5.1 | 5.6 | 6.5 | 4.2 | 2.6 | 1.6 |  |  |  | 2.1 |  |  |  |  | 27.7 | 0 |  |  | RECS 2001, Table HC6-1a
2001 | US | HHs | N | 91.8 |  | 15.4 | 17.4 | 21 | 17.4 | 9.5 | 11.1 |  |  | 7.1 | 7.1 |  |  |  |  | 106 | 0 |  |  | RECS 2001, Table HC6-1a
2001 | >7000 HDD | HHs | N | 8.6 |  | 2 | 2 | 2.4 | 1.3 | 0.5 | 0.4 |  |  |  | 0.6 |  |  |  |  | 9.2 | 0 |  |  | RECS 2001, Table HC6-1a
2001 | 5500 to 7000 HDD | HHs | N | 26.2 |  | 4.4 | 5.3 | 7.1 | 4.7 | 2.6 | 2.1 |  |  |  | 1.9 |  |  |  |  | 28.1 | 0 |  |  | RECS 2001, Table HC6-1a
2001 | Northeast | HHs | DH | 18.9 |  | 0.8 | 2.4 | 5.7 | 5.1 | 3 | 1.9 |  |  |  | 1.2 |  |  |  |  | 20.1 | 0 |  |  | RECS 2001, Table HC6-9a
2001 | Northeast | HHs | DNH | 18.7 |  | 3.8 | 4 | 4.6 | 3.3 | 1.7 | 1.2 |  |  |  | 1.4 |  |  |  |  | 20.1 | -0.1 |  |  | RECS 2001, Table HC6-9a
2001 | Northeast | HHs | N | 18.8 |  | 3.6 | 4.3 | 4.9 | 3.4 | 1.6 | 1.1 |  |  |  | 1.3 |  |  |  |  | 20.1 | 0.1 |  |  | RECS 2001, Table HC6-9a
2001 | New England | HHs | DH | 5.2 |  | 0.3 | 0.8 | 1.9 | 1.3 | 0.5 | 0.4 |  |  |  | 0.2 |  |  |  |  | 5.4 | 0 |  |  | RECS 2001, Table HC6-9a
2001 | New England | HHs | DNH | 5.1 |  | 1.5 | 1.2 | 1.3 | 0.7 | 0.2 |  |  |  |  | 0.3 |  |  |  |  | 5.4 | -0.2 |  |  | RECS 2001, Table HC6-9a
2001 | New England | HHs | N | 5.1 |  | 1.4 | 1.3 | 1.3 | 0.8 | 0.3 | 0.1 |  |  |  | 0.2 |  |  |  |  | 5.3 | 0.1 |  |  | RECS 2001, Table HC6-9a
2005 | US | HHs | DH | 101.5 |  | 4.1 | 8.2 | 23.6 | 24.6 | 17.6 | 23.2 |  |  | 3.6 | 6 |  |  |  |  | 111.1 | -0.2 |  |  | RECS 2005, Table HC9.5
2005 | >7000 HDD | HHs | DH | 10.7 |  | 0.4 | 1.5 | 3.5 | 2.8 | 1.7 | 0.9 | [8 empty] | 10.7 | 0.1 |  |  | RECS 2005, Table HC9.5
2005 | 5500 to 7000 HDD | HHs | DH | 25.1 |  | 1.2 | 2.1 | 7.7 | 6.5 | 3.9 | 3.6 |  |  |  | 0.8 |  |  |  |  | 25.9 | -0.1 |  |  | RECS 2005, Table HC9.5
2005 | US | HHs | DNH | 93.7 |  | 18.9 | 17.4 | 17.8 | 16 | 10.2 | 13.5 |  |  | 10 | 7.4 |  |  |  |  | 111.1 | 0.1 |  |  | RECS 2005, Table HC9.5
2005 | >7000 HDD | HHs | DNH | 10.6 |  | 3.3 | 2.6 | 2.2 | 1.4 | 0.8 | 0.3 | [8 empty] | 10.6 | 0 |  |  | RECS 2005, Table HC9.5
2005 | 5500 to 7000 HDD | HHs | DNH | 24.7 |  | 5.8 | 4.9 | 5.6 | 4 | 2.2 | 2.1 |  |  | 0.3 | 1 |  |  |  |  | 26 | -0.1 |  |  | RECS 2005, Table HC9.5
2005 | US | HHs | N | 98.1 |  | 13 | 18.4 | 20.8 | 18.5 | 11.1 | 16.3 |  |  | 6.7 | 6.4 |  |  |  |  | 111.2 | 0 |  |  | RECS 2005, Table HC9.5
2005 | >7000 HDD | HHs | N | 10.7 |  | 2.5 | 3.1 | 2.7 | 1.3 | 0.6 | 0.5 | [8 empty] | 10.7 | 0 |  |  | RECS 2005, Table HC9.5
2005 | 5500 to 7000 HDD | HHs | N | 24.9 |  | 3.8 | 5.3 | 6.4 | 4.3 | 2.5 | 2.6 |  |  |  | 0.9 |  |  |  |  | 25.8 | 0 |  |  | RECS 2005, Table HC9.5
2005 | Northeast | HHs | DH | 19.6 |  | 1.5 | 2.4 | 5.5 | 5.3 | 2.5 | 2.4 |  |  |  | 0.9 |  |  |  |  | 20.5 | 0 |  |  | RECS 2005, Table HC11.5
2005 | Northeast | HHs | DNH | 19.3 |  | 5.3 | 4.2 | 3.8 | 3.3 | 1.3 | 1.3 |  |  |  | 1 |  |  |  |  | 20.3 | -0.1 |  |  | RECS 2005, Table HC11.5
2005 | Northeast | HHs | N | 19.5 |  | 3.8 | 4.7 | 4.2 | 3.6 | 1.4 | 1.8 |  |  |  | 0.9 |  |  |  |  | 20.4 | 0 |  |  | RECS 2005, Table HC11.5
2005 | New England | HHs | DH | 5.1 |  | 0.4 | 0.9 | 1.7 | 1.3 | 0.5 | 0.4 | [8 empty] | 5.1 | 0.1 |  |  | RECS 2005, Table HC11.5
2005 | New England | HHs | DNH | 5.2 |  | 1.8 | 1.2 | 1.1 | 0.7 | 0.3 | 0.2 | [8 empty] | 5.2 | 0.1 |  |  | RECS 2005, Table HC11.5
2005 | New England | HHs | N | 5.2 |  | 1.5 | 1.3 | 1.2 | 0.6 | 0.3 | 0.3 | [8 empty] | 5.2 | 0 |  |  | RECS 2005, Table HC11.5
2009 | US | HHs | DH |  |  | 6.1 | 11.8 | 29.6 | 26.2 | 17.8 | 18.5 |  |  | 3.5 |  |  | 113.6 |  |  | 3.5 | 110 | 0.1 |  | RECS 2009, Table HC6.6
2009 | US | HHs | DNH |  |  | 26.7 | 21.8 | 23.2 | 17.2 | 10.4 | 10.9 |  |  | 3.5 |  |  | 113.6 |  |  | 3.5 | 110.2 | -0.1 |  | RECS 2009, Table HC6.6
2009 | US | HHs | N |  |  | 19 | 20 | 25.3 | 19.5 | 12 | 14.3 |  |  | 3.5 |  |  | 113.6 |  |  | 3.5 | 110.1 | 0 |  | RECS 2009, Table HC6.6
2009 | Very Cold/Cold | HHs | DH |  |  | 2.5 | 4.9 | 12.1 | 9.6 | 5.7 | 3.9 | [5 empty] | 38.8 |  |  | 0 | 38.7 | 0.1 |  | RECS 2009, Table HC6.6
2009 | Very Cold/Cold | HHs | DNH |  |  | 9.8 | 8.4 | 8.6 | 6 | 3.5 | 2.4 | [5 empty] | 38.8 |  |  | 0 | 38.7 | 0.1 |  | RECS 2009, Table HC6.6
2009 | Very Cold/Cold | HHs | N |  |  | 7.7 | 8.2 | 9.6 | 6.6 | 3.6 | 3.1 | [5 empty] | 38.8 |  |  | 0 | 38.8 | 0 |  | RECS 2009, Table HC6.6
2009 | Northeast | HHs | DH |  |  | 1.6 | 2.7 | 7.4 | 5.3 | 2.1 | 1.7 | [5 empty] | 20.8 |  |  | 0 | 20.8 | 0 |  | RECS 2009, Table HC6.8
2009 | Northeast | HHs | DNH |  |  | 6.3 | 4.3 | 4.6 | 3.3 | 1.4 | 1 | [5 empty] | 20.8 |  |  | 0 | 20.9 | -0.1 |  | RECS 2009, Table HC6.8
2009 | Northeast | HHs | N |  |  | 4.8 | 4.7 | 5 | 3.4 | 1.4 | 1.3 | [5 empty] | 20.8 |  |  | 0 | 20.6 | 0.2 |  | RECS 2009, Table HC6.8
2009 | New England | HHs | DH |  |  | 0.6 | 1 | 1.8 | 1.3 | 0.4 | 0.4 | [5 empty] | 5.5 |  |  | 0 | 5.5 | 0 |  | RECS 2009, Table HC6.8
2009 | New England | HHs | DNH |  |  | 2.2 | 1.2 | 0.9 | 0.8 | 0.2 | 0.2 | [5 empty] | 5.5 |  |  | 0 | 5.5 | 0 |  | RECS 2009, Table HC6.8
2009 | New England | HHs | N |  |  | 1.7 | 1.3 | 1.1 | 0.9 | 0.3 | 0.3 | [5 empty] | 5.5 |  |  | 0 | 5.6 | -0.1 |  | RECS 2009, Table HC6.8
2009 | MA | HHs | DH |  |  | 0.2 | 0.4 | 0.8 | 0.6 | 0.2 | 0.2 | [5 empty] | 2.5 |  |  | 0 | 2.4 | 0.1 |  | RECS 2009, Table HC6.8
2009 | MA | HHs | DNH |  |  | 1 | 0.5 | 0.4 | 0.3 | 0.1 | 0.1 | [5 empty] | 2.5 |  |  | 0 | 2.4 | 0.1 |  | RECS 2009, Table HC6.8
2009 | MA | HHs | N |  |  | 0.7 | 0.6 | 0.5 | 0.4 | 0.1 | 0.1 | [5 empty] | 2.5 |  |  | 0 | 2.4 | 0.1 |  | RECS 2009, Table HC6.8
2015 | US | HHs | DH |  |  | 4.6 | 10.6 | 31.5 | 25.9 | 20.7 | 19.8 |  |  | 5.1 |  |  | 118.2 |  |  | 5.1 | 113.1 | 0 |  | RECS 2015, Table HC6.6
2015 | Very Cold/Cold | HHs | DH |  |  | 2.1 | 4.9 | 13.9 | 10.1 | 7.3 | 4.2 | [5 empty] | 42.5 |  |  | 0 | 42.5 | 0 |  | RECS 2015, Table HC6.6
2015 | US | HHs | DNH |  |  | 22.2 | 24.9 | 26.4 | 16.8 | 11 | 11.8 |  |  | 5.1 |  |  | 118.2 |  |  | 5.1 | 113.1 | 0 |  | RECS 2015, Table HC6.6
2015 | Very Cold/Cold | HHs | DNH |  |  | 9.7 | 10.4 | 10.7 | 6.3 | 3.4 | 2 | [5 empty] | 42.5 |  |  | 0 | 42.5 | 0 |  | RECS 2015, Table HC6.6
2015 | US | HHs | N |  |  | 16.2 | 20.3 | 29 | 20 | 13.8 | 13.9 |  |  | 5.1 |  |  | 118.2 |  |  | 5.1 | 113.2 | -0.1 |  | RECS 2015, Table HC6.6
2015 | Very Cold/Cold | HHs | N |  |  | 7.2 | 9 | 11.8 | 7.5 | 4.1 | 3 | [5 empty] | 42.5 |  |  | 0 | 42.6 | -0.1 |  | RECS 2015, Table HC6.6
2015 | Northeast | HHs | DH |  |  | 1.3 | 2.6 | 6.5 | 5.5 | 3.2 | 2 | [5 empty] | 21 |  |  | 0 | 21.1 | -0.1 |  | RECS 2015, Table HC6.7
2015 | New England | HHs | DH |  |  | 0.4 | 1 | 2.1 | 1.3 | 0.4 | 0.4 | [5 empty] | 5.6 |  |  | 0 | 5.6 | 0 |  | RECS 2015, Table HC6.7
2015 | Northeast | HHs | DNH |  |  | 5.2 | 5 | 4.7 | 3.6 | 1.4 | 1.1 | [5 empty] | 21 |  |  | 0 | 21 | 0 |  | RECS 2015, Table HC6.7
2015 | New England | HHs | DNH |  |  | 2 | 1.5 | 1.1 | 0.7 | Q | Q | [5 empty] | 5.6 |  |  | 0 | 5.3 | 0.3 |  | RECS 2015, Table HC6.7
2015 | Northeast | HHs | N |  |  | 4.2 | 4.4 | 5 | 4.3 | 1.7 | 1.4 | [5 empty] | 21 |  |  | 0 | 21 | 0 |  | RECS 2015, Table HC6.7
2015 | New England | HHs | N |  |  | 1.6 | 1.4 | 1.4 | 0.7 | Q | 0.3 | [5 empty] | 5.6 |  |  | 0 | 5.4 | 0.2 |  | RECS 2015, Table HC6.7
2020 | US | HHs | DH |  |  | 4.42 | 10.3 | 32.57 | 26.95 | 25.2 | 18.3 |  |  | 5.79 |  |  | 123.53 |  |  | 5.79 | 117.74 | 0 |  | RECS 2020, Table HC6.6
2020 | Very Cold/Cold | HHs | DH |  |  | 1.59 | 4.48 | 13.91 | 10.17 | 8.23 | 3.96 |  |  | 0.16 |  |  | 42.5 |  |  | 0.16 | 42.34 | 0 |  | RECS 2020, Table HC6.6
2020 | US | HHs | DNH |  |  | 18.75 | 22.15 | 30.09 | 19.35 | 15.06 | 12.35 |  |  | 5.79 |  |  | 123.53 |  |  | 5.79 | 117.75 | -0.01 |  | RECS 2020, Table HC6.6
2020 | Very Cold/Cold | HHs | DNH |  |  | 7.56 | 8.79 | 11.7 | 6.97 | 5.02 | 2.3 |  |  | 0.16 |  |  | 42.5 |  |  | 0.16 | 42.34 | 0 |  | RECS 2020, Table HC6.6
2020 | US | HHs | N |  |  | 14.85 | 19.72 | 31.58 | 20.22 | 17.49 | 13.88 |  |  | 5.79 |  |  | 123.53 |  |  | 5.79 | 117.74 | 0 |  | RECS 2020, Table HC6.6
2020 | Very Cold/Cold | HHs | N |  |  | 6.41 | 8.29 | 12.03 | 7.08 | 5.36 | 3.16 |  |  | 0.16 |  |  | 42.5 |  |  | 0.16 | 42.33 | 0.01 |  | RECS 2020, Table HC6.6
2020 | Northeast | HHs | DH |  |  | 1.18 | 2.73 | 7.16 | 5.38 | 3.51 | 1.84 |  |  | 0.12 |  |  | 21.92 |  |  | 0.12 | 21.8 | 0 |  | RECS 2020, Table HC6.7
2020 | New England | HHs | DH |  |  | 0.37 | 1.01 | 2.08 | 1.39 | 0.63 | 0.39 | [5 empty] | 5.88 |  |  | 0 | 5.87 | 0.01 |  | RECS 2020, Table HC6.7
2020 | Northeast | HHs | DNH |  |  | 4.84 | 4.79 | 5.77 | 3.31 | 1.98 | 1.11 |  |  | 0.12 |  |  | 21.92 |  |  | 0.12 | 21.8 | 0 |  | RECS 2020, Table HC6.7
2020 | New England | HHs | DNH |  |  | 1.84 | 1.37 | 1.39 | 0.75 | 0.31 | 0.2 | [5 empty] | 5.88 |  |  | 0 | 5.86 | 0.02 |  | RECS 2020, Table HC6.7
2020 | Northeast | HHs | N |  |  | 3.85 | 4.43 | 5.87 | 3.96 | 2.25 | 1.44 |  |  | 0.12 |  |  | 21.92 |  |  | 0.12 | 21.8 | 0 |  | RECS 2020, Table HC6.7
2020 | New England | HHs | N |  |  | 1.48 | 1.38 | 1.44 | 0.89 | 0.41 | 0.27 | [5 empty] | 5.88 |  |  | 0 | 5.87 | 0.01 |  | RECS 2020, Table HC6.7

## RECS Weighting for geo combine
Year | Slice definition | YearSlice | Tot HH
1981 | >5499 HHD, <1000SQFT | 1981>5499 HHD, <1000SQFT | 13.1
1981 | >5499 HHD, >2000SQFT | 1981>5499 HHD, >2000SQFT | 12
1981 | >5499 HHD, 1000-1999SQFT | 1981>5499 HHD, 1000-1999SQFT | 14.7
1982 | >5499 HHD, <1000SQFT | 1982>5499 HHD, <1000SQFT | 9.1
1982 | >5499 HHD, >2000SQFT | 1982>5499 HHD, >2000SQFT | 8.1
1982 | >5499 HHD, 1000-1999SQFT | 1982>5499 HHD, 1000-1999SQFT | 10.7
1984 | >5499 HHD, <1000SQFT | 1984>5499 HHD, <1000SQFT | 11.4
1984 | >5499 HHD, >2000SQFT | 1984>5499 HHD, >2000SQFT | 9.5
1984 | >5499 HHD, 1000-1999SQFT | 1984>5499 HHD, 1000-1999SQFT | 12
1987 | >5499 HHD, <1000SQFT | 1987>5499 HHD, <1000SQFT | 7.9
1987 | >5499 HHD, >2000SQFT | 1987>5499 HHD, >2000SQFT | 8.5
1987 | >5499 HHD, 1000-1999SQFT | 1987>5499 HHD, 1000-1999SQFT | 8.4
1990 | >5499 HHD, <1000SQFT | 1990>5499 HHD, <1000SQFT | 5.9
1990 | >5499 HHD, >2000SQFT | 1990>5499 HHD, >2000SQFT | 7.1
1990 | >5499 HHD, 1000-1999SQFT | 1990>5499 HHD, 1000-1999SQFT | 9
1993 | >7000 HDD | 1993>7000 HDD | 8.7
1993 | 5500 to 7000 HDD | 19935500 to 7000 HDD | 26.5
1997 | >7000 HDD | 1997>7000 HDD | 9.3
1997 | 5500 to 7000 HDD | 19975500 to 7000 HDD | 28
1981 | Table 32 | https://www.eia.gov/consumption/residential/data/archive/pdf/DOE%20EIA-0314(81).pdf
1982 | Table 33 | https://www.eia.gov/consumption/residential/data/archive/pdf/DOE%20EIA-0314(82).pdf
1984 | Table 50 | https://www.eia.gov/consumption/residential/data/archive/pdf/DOE%20EIA-0314(84).pdf
1987 | Table 43 | https://www.eia.gov/consumption/residential/data/archive/pdf/DOE%20EIA-0314(87).pdf
1990 | Table 51 | https://www.eia.gov/consumption/residential/data/archive/pdf/DOE%20EIA-0314(90).pdf
1993 | Table 3.23a | https://www.eia.gov/consumption/residential/data/1993/pdf/rx93hct6.pdf
1997 | Table HC6-1a | https://www.eia.gov/consumption/residential/data/1997/pdf/housing-characteristics/usage_household.pdf
HDD is Base 65
HDD is for the year in question -- not a fixed universe of households
Floor space is heated floor space
NOT using red highlighted reasoning -- instead just weight by HH counts, straight arithmetic average, not square footage weighted
Design heated floors space weighting to average 1700
See table 3 in 1990 Housing Characteristics
-- cooler climate homes are larger
|  | Sum homes for five surveys | Rough estimate for bin mean | Total Sq Footage for weighting | Weighting %
| <1000 | 47.4 | 800 | 37920 | 15.37%
| >2000 | 45.2 | 2800 | 126560 | 51.31%
| 1000-1999 | 54.8 | 1500 | 82200 | 33.32%
| Resulting Average Home Size (test bin estimates) |  | 1673.5414 | 246680 | 100%
See also: https://willbrownsberger.com/housing-quantity/

## RECS GeoRecode
>5499 HHD, <1000SQFT | CZ
>5499 HHD, >2000SQFT | CZ
>5499 HHD, 1000-1999SQFT | CZ
>7000 HDD | CZ
5500 to 7000 HDD | CZ
MA | MA
NE > 5500 HDD | CZ
New England | New England
Northeast | Northeast
US | US
Very Cold/Cold | CZ

## RECS, Geography Recoded
From 1984 RECS, Table 41 have HDD NE = 6318
In 1990, stopped limiting responses to the temp question by whether "have heating controls"
Row averaging temperature bin midpoints
[12 empty] | 58.7 | 65 | 68 | 70 | 72 | 76 | 74 | TWEAKED <=63 TO OPTIMIZE
Year | Geography | Geography Recoded | Units | Time* | Heat On | Row household count | Known Row Average Computed | Row household count * known average | <70 computed | Row household count * %<70 | <70 | <=63 | 64-66 | 67-69 | 70 | 71-73 | 74+ | 71+ | >=70 | No heat or off | DK | DK/ NoHeat | Total | Stated Average | Have heating controls | Check Sum 1 | Check Sum 2 | Check Sum 3 | Derived 70+ | Source
1981 | >5499 HHD, <1000SQFT | CZ | % | DH | 92.6 | 13.1 | 68.4983 | 897.3273 | 48.5% | 635.3% |  | 6.7 | 16.8 | 25 | 26.3 |  |  | 17.7 |  | 1.3 | 6.2 |  |  |  | 70.6 | 100.1 | -0.1 |  | 44 | RECS 1981, As of November 1981
1982 | >5499 HHD, <1000SQFT | CZ | % | DH | 96.8 | 9.1 | 69.0315 | 628.1867 | 47.1% | 428.6% |  | 3.5 | 15 | 28.6 | 30.2 |  |  | 19.5 |  | 0.6 | 2.6 |  |  |  | 78 | 100 | 0 |  | 49.7 | RECS 1982 As of November 1982
1984 | >5499 HHD, <1000SQFT | CZ | % | DH | 99.2 | 11.4 | 69.0909 | 787.6366 | 45.36% | 517.1% |  | 7.6 | 12.1 | 25.3 | 27.5 |  |  | 26.7 | [6 empty] | 78.1 | 99.2 | 0 |  | 54.2 | RECS 1984 As of November 1984
1987 | >5499 HHD, <1000SQFT | CZ | % | DH | 96.3 | 7.9 | 68.9114 | 544.4003 | 44.62% | 352.5% |  | 7.4 | 14.5 | 22.5 | 27.7 |  |  | 24.1 |  |  | 3.3 |  |  |  | 75.8 | 99.6 | -0.1 |  | 51.8 | RECS 1987 As of November 1987
1990 | >5499 HHD, <1000SQFT | CZ | % | DH | 94.3 | 5.9 | 70.0171 | 413.1011 | 35% | 206.5% |  | 3.6 | 7.7 | 23.7 | 29.2 | 13.4 | 16.9 |  |  |  | 5.5 |  |  |  |  | 99.8 | 0.2 |  | 59.5 | RECS 1990 Table 52 Winter Temperatures
1981 | >5499 HHD, <1000SQFT | CZ | % | DNH | 84.4 | 13.1 | 65.003 | 851.5388 | 64.3% | 842.3% |  | 27.5 | 22.2 | 14.6 | 12.8 |  |  | 7.3 |  | 10.2 | 5.4 |  |  |  |  | 100 | 0 |  | 20.1 | RECS 1981, As of November 1981
1982 | >5499 HHD, <1000SQFT | CZ | % | DNH | 91.7 | 9.1 | 65.0154 | 591.6399 | 68.37% | 622.2% |  | 30.3 | 25.7 | 12.3 | 13.8 |  |  | 9.6 |  | 5.1 | 3.1 |  |  |  |  | 99.9 | 0 |  | 23.4 | RECS 1982 As of November 1982
1984 | >5499 HHD, <1000SQFT | CZ | % | DNH | 92.8 | 11.4 | 65.1832 | 743.0884 | 69.59% | 793.3% |  | 32 | 18.8 | 18.3 | 12.4 |  |  | 11.3 |  | 6.5 | [5 empty] | 99.3 | 0 |  | 23.7 | RECS 1984 As of November 1984
1987 | >5499 HHD, <1000SQFT | CZ | % | DNH | 91.5 | 7.9 | 65.4595 | 517.1297 | 65.5% | 517.5% |  | 28.2 | 21.4 | 15.9 | 15.5 |  |  | 10.5 |  | 4.9 | 3.6 |  |  |  |  | 100 | 0 |  | 26 | RECS 1987 As of November 1987
1990 | >5499 HHD, <1000SQFT | CZ | % | DNH | 89.1 | 5.9 | 66.3018 | 391.1806 | 58.66% | 346.1% |  | 23.7 | 18.1 | 16.8 | 16.9 | 4.8 | 8.8 |  |  | 4.5 | 6.3 |  |  |  |  | 99.9 | 0 |  | 30.5 | RECS 1990 Table 52 Winter Temperatures
1981 | >5499 HHD, <1000SQFT | CZ | % | N | 89.9 | 13.1 | 65.7114 | 860.8199 | 65.63% | 859.8% |  | 23.9 | 23.7 | 18.1 | 14.6 |  |  | 9.7 |  | 4 | 6.1 |  |  |  |  | 100 | 0.1 |  | 24.3 | RECS 1981, As of November 1981
1982 | >5499 HHD, <1000SQFT | CZ | % | N | 93.1 | 9.1 | 65.9578 | 600.2163 | 67.5% | 614.2% |  | 21.1 | 26.5 | 19.9 | 17.2 |  |  | 8.5 |  | 3.4 | 3.4 |  |  |  |  | 99.9 | 0.1 |  | 25.7 | RECS 1982 As of November 1982
1984 | >5499 HHD, <1000SQFT | CZ | % | N | 95.6 | 11.4 | 66.1519 | 754.1315 | 69.69% | 794.4% |  | 22.6 | 22.3 | 24.3 | 14.5 |  |  | 11.9 |  | 3.7 | [5 empty] | 99.3 | 0 |  | 26.4 | RECS 1984 As of November 1984
1987 | >5499 HHD, <1000SQFT | CZ | % | N | 94.9 | 7.9 | 66.4296 | 524.7937 | 62.26% | 491.9% |  | 22.3 | 20 | 19.4 | 20.4 |  |  | 12.9 |  |  | 4.1 |  |  |  |  | 99 | 0.1 |  | 33.3 | RECS 1987 As of November 1987
1990 | >5499 HHD, <1000SQFT | CZ | % | N | 91.4 | 5.9 | 66.9935 | 395.2619 | 57.14% | 337.1% |  | 18.3 | 18.8 | 20.1 | 18.9 | 6.4 | 8.9 |  |  | 3.6 | 5.1 |  |  |  |  | 100.1 | 0 |  | 34.2 | RECS 1990 Table 52 Winter Temperatures
1981 | >5499 HHD, >2000SQFT | CZ | % | DH | 99.3 | 12 | 68.0223 | 816.2671 | 64.14% | 769.6% |  | 8.3 | 16.4 | 39.5 | 20.5 |  |  | 14.6 |  | 0.3 | 0.5 |  |  |  | 95.2 | 100.1 | 0 |  | 35.1 | RECS 1981, As of November 1981
1982 | >5499 HHD, >2000SQFT | CZ | % | DH | 99.7 | 8.1 | 68.2499 | 552.8246 | 57.4% | 464.9% |  | 7.6 | 18.2 | 31.6 | 25.9 |  |  | 16.4 |  | 0.1 | 0.2 |  |  |  | 94.4 | 100 | 0 |  | 42.3 | RECS 1982 As of November 1982
1984 | >5499 HHD, >2000SQFT | CZ | % | DH | 99.9 | 9.5 | 68.6114 | 651.8084 | 58.96% | 560.1% |  | 4.4 | 16.8 | 37.7 | 23.4 |  |  | 17.6 | [6 empty] | 93.6 | 99.9 | 0 |  | 41 | RECS 1984 As of November 1984
1987 | >5499 HHD, >2000SQFT | CZ | % | DH | 99.1 | 8.5 | 69.1377 | 587.6708 | 53.99% | 458.9% |  | 3.5 | 10.9 | 39.1 | 23.9 |  |  | 21.7 | [6 empty] | 97 | 99.1 | 0 |  | 45.6 | RECS 1987 As of November 1987
1990 | >5499 HHD, >2000SQFT | CZ | % | DH | 99.4 | 7.1 | 69.3001 | 492.0307 | 46.58% | 330.7% |  | 2.9 | 11 | 32.4 | 26.8 | 18.7 | 7.6 | [8 empty] | 99.4 | 0 |  | 53.1 | RECS 1990 Table 52 Winter Temperatures
1981 | >5499 HHD, >2000SQFT | CZ | % | DNH | 98.1 | 12 | 64.8159 | 777.7908 | 81.4% | 976.8% |  | 32.2 | 24.9 | 24.3 | 9.6 |  |  | 7.1 |  | 1.4 | 0.5 |  |  |  |  | 100 | 0 |  | 16.7 | RECS 1981, As of November 1981
1982 | >5499 HHD, >2000SQFT | CZ | % | DNH | 99 | 8.1 | 64.641 | 523.5922 | 80.7% | 653.7% |  | 34.8 | 25.7 | 20.2 | 10.4 |  |  | 7.9 |  | 0.8 | 0.2 |  |  |  |  | 100 | 0 |  | 18.3 | RECS 1982 As of November 1982
1984 | >5499 HHD, >2000SQFT | CZ | % | DNH | 98.7 | 9.5 | 64.4306 | 612.0907 | 84.7% | 804.7% |  | 37 | 24 | 22.6 | 6.7 |  |  | 8.4 | [7 empty] | 98.7 | 0 |  | 15.1 | RECS 1984 As of November 1984
1987 | >5499 HHD, >2000SQFT | CZ | % | DNH | 98 | 8.5 | 64.8881 | 551.5486 | 79.92% | 679.3% |  | 33.6 | 23 | 21.8 | 10.5 |  |  | 9.2 | [7 empty] | 98 | 0.1 |  | 19.7 | RECS 1987 As of November 1987
1990 | >5499 HHD, >2000SQFT | CZ | % | DNH | 97.8 | 7.1 | 65.2997 | 463.6278 | 72.24% | 512.9% |  | 30.1 | 24.5 | 16.2 | 14.6 | 10.3 | 2.3 | [8 empty] | 97.8 | 0.2 |  | 27.2 | RECS 1990 Table 52 Winter Temperatures
1981 | >5499 HHD, >2000SQFT | CZ | % | N | 98.2 | 12 | 65.1417 | 781.7005 | 80.62% | 967.4% |  | 27.9 | 28.1 | 24.7 | 10.7 |  |  | 6.9 |  | 1.3 | 0.5 |  |  |  |  | 100 | 0.1 |  | 17.6 | RECS 1981, As of November 1981
1982 | >5499 HHD, >2000SQFT | CZ | % | N | 99.4 | 8.1 | 65.029 | 526.7347 | 81.12% | 657.1% |  | 29.4 | 27.3 | 24.5 | 12.3 |  |  | 5.9 |  | 0.5 | 0.2 |  |  |  |  | 100.1 | 0 |  | 18.2 | RECS 1982 As of November 1982
1984 | >5499 HHD, >2000SQFT | CZ | % | N | 98.8 | 9.5 | 64.9191 | 616.7315 | 81.6% | 775.2% |  | 32 | 24.5 | 24.2 | 10.7 |  |  | 7.5 | [7 empty] | 98.8 | 0.1 |  | 18.2 | RECS 1984 As of November 1984
1987 | >5499 HHD, >2000SQFT | CZ | % | N | 98.1 | 8.5 | 65.2407 | 554.5457 | 78.7% | 668.9% |  | 30.3 | 23.3 | 23.6 | 11.1 |  |  | 9.8 | [7 empty] | 98.1 | 0 |  | 20.9 | RECS 1987 As of November 1987
1990 | >5499 HHD, >2000SQFT | CZ | % | N | 98.5 | 7.1 | 66.0024 | 468.6173 | 73.17% | 519.5% |  | 22.2 | 29.1 | 20.7 | 14.2 | 7.2 | 5 | [8 empty] | 98.5 | -0.1 |  | 26.4 | RECS 1990 Table 52 Winter Temperatures
1981 | >5499 HHD, 1000-1999SQFT | CZ | % | DH | 97.9 | 14.7 | 68.5225 | 1007.2803 | 54.6% | 802.6% |  | 6.5 | 15.8 | 32.3 | 25.2 |  |  | 18.1 |  | 0.6 | 1.5 |  |  |  | 89.2 | 100 | 0 |  | 43.3 | RECS 1981, As of November 1981
1982 | >5499 HHD, 1000-1999SQFT | CZ | % | DH | 99.9 | 10.7 | 68.2382 | 730.1491 | 59.3% | 634.5% |  | 9 | 16.3 | 34 | 21.8 |  |  | 18.8 |  | 0.1 |  |  |  |  | 90.9 | 100 | 0 |  | 40.6 | RECS 1982 As of November 1982
1984 | >5499 HHD, 1000-1999SQFT | CZ | % | DH | 99.4 | 12 | 69.0513 | 828.6157 | 48.89% | 586.7% |  | 5 | 13 | 30.6 | 28.7 |  |  | 22.1 | [6 empty] | 89 | 99.4 | 0 |  | 50.8 | RECS 1984 As of November 1984
1987 | >5499 HHD, 1000-1999SQFT | CZ | % | DH | 98.6 | 8.4 | 69.3282 | 582.3568 | 47.46% | 398.7% |  | 3.8 | 9.9 | 33.1 | 28.7 |  |  | 23.1 | [6 empty] | 91.1 | 98.6 | 0 |  | 51.8 | RECS 1987 As of November 1987
1990 | >5499 HHD, 1000-1999SQFT | CZ | % | DH | 97.9 | 9 | 69.937 | 629.4331 | 36.81% | 331.3% |  | 2.2 | 9.1 | 24.7 | 30.8 | 18.1 | 12.9 | [8 empty] | 97.9 | -0.1 |  | 61.8 | RECS 1990 Table 52 Winter Temperatures
1981 | >5499 HHD, 1000-1999SQFT | CZ | % | DNH | 94 | 14.7 | 64.8239 | 952.9107 | 75.38% | 1108% |  | 30.8 | 25.4 | 19.1 | 11.8 |  |  | 6.8 |  | 4.2 | 1.8 |  |  |  |  | 100 | -0.1 |  | 18.6 | RECS 1981, As of November 1981
1982 | >5499 HHD, 1000-1999SQFT | CZ | % | DNH | 97.6 | 10.7 | 64.7101 | 692.3975 | 77.58% | 830.1% |  | 34.9 | 22.6 | 20 | 12.1 |  |  | 7.9 |  | 2.4 | [5 empty] | 100 | -0.1 |  | 20 | RECS 1982 As of November 1982
1984 | >5499 HHD, 1000-1999SQFT | CZ | % | DNH | 96.3 | 12 | 65.2449 | 782.9383 | 71.9% | 862.8% |  | 31.4 | 21.3 | 18.7 | 14.7 |  |  | 10.2 |  | 3 | [5 empty] | 99.3 | 0 |  | 24.9 | RECS 1984 As of November 1984
1987 | >5499 HHD, 1000-1999SQFT | CZ | % | DNH | 97.3 | 8.4 | 64.629 | 542.8837 | 81.48% | 684.4% |  | 34.2 | 25.2 | 19.8 | 10.5 |  |  | 7.5 | [7 empty] | 97.3 | -0.1 |  | 18 | RECS 1987 As of November 1987
1990 | >5499 HHD, 1000-1999SQFT | CZ | % | DNH | 94.7 | 9 | 66.0645 | 594.5807 | 66.13% | 595.2% |  | 23.3 | 23.2 | 19.7 | 15.1 | 8.6 | 4.8 |  |  | 3.5 | 1.9 |  |  |  |  | 100.1 | 0 |  | 28.5 | RECS 1990 Table 52 Winter Temperatures
1981 | >5499 HHD, 1000-1999SQFT | CZ | % | N | 96.3 | 14.7 | 65.4406 | 961.9775 | 75.08% | 1104% |  | 25.7 | 26.8 | 22.5 | 13.5 |  |  | 7.7 |  | 2 | 1.7 |  |  |  |  | 100 | -0.1 |  | 21.2 | RECS 1981, As of November 1981
1982 | >5499 HHD, 1000-1999SQFT | CZ | % | N | 98.1 | 10.7 | 65.1466 | 697.0685 | 77.2% | 826% |  | 30.4 | 25.8 | 21 | 11.3 |  |  | 9.6 |  | 1.7 | 0.2 |  |  |  |  | 100 | 0 |  | 20.9 | RECS 1982 As of November 1982
1984 | >5499 HHD, 1000-1999SQFT | CZ | % | N | 96.8 | 12 | 65.6012 | 787.2149 | 70.59% | 847.1% |  | 28 | 21.6 | 20.5 | 16.8 |  |  | 9.9 |  | 2.5 | [5 empty] | 99.3 | 0 |  | 26.7 | RECS 1984 As of November 1984
1987 | >5499 HHD, 1000-1999SQFT | CZ | % | N | 97.9 | 8.4 | 65.5668 | 550.7611 | 77.83% | 653.8% |  | 25.7 | 28.2 | 22.3 | 11.2 |  |  | 10.5 | [7 empty] | 97.9 | 0 |  | 21.7 | RECS 1987 As of November 1987
1990 | >5499 HHD, 1000-1999SQFT | CZ | % | N | 95.9 | 9 | 66.3688 | 597.3191 | 66.73% | 600.6% |  | 20.9 | 24.1 | 20.6 | 16.4 | 8.2 | 5.6 |  |  | 2.5 | [5 empty] | 98.4 | -0.1 |  | 30.2 | RECS 1990 Table 52 Winter Temperatures
1993 | >7000 HDD | CZ | % | DH | 98.1 | 8.7 | 68.974 | 600.0739 | 49.4% | 429.8% |  | 4.5 | 10.8 | 34.1 | 29.1 | 11.3 | 8.3 |  |  |  | 1.9 |  |  |  |  | 100 | 0 |  |  | RECS 1993, Table 3.32b
1997 | >7000 HDD | CZ | % | DH | 97.7 | 9.3 | 69.3467 | 644.9241 | 44.93% | 417.9% |  | 4.1 | 8.1 | 31.7 | 30.4 | 13.5 | 9.9 | [8 empty] | 97.7 | 0 |  |  | RECS 1997, Table HC6-1b
2001 | >7000 HDD | CZ | HHs | DH | 8.6 | 8.7 | 68.9023 | 599.45 | 47.31% | 411.6% |  | 0.5 | 0.9 | 3 | 2.4 | 1.2 | 0.7 |  |  |  | 0.6 |  |  |  |  | 9.2 | 0.1 |  |  | RECS 2001, Table HC6-1a
2005 | >7000 HDD | CZ | HHs | DH | 10.7 | 10.8 | 69.0537 | 745.78 | 50% | 540% |  | 0.4 | 1.5 | 3.5 | 2.8 | 1.7 | 0.9 | [8 empty] | 10.7 | 0.1 |  |  | RECS 2005, Table HC9.5
1993 | >7000 HDD | CZ | % | DNH | 97.2 | 8.7 | 65.7718 | 572.2145 | 69.39% | 603.7% |  | 27.2 | 19.8 | 21.7 | 17.4 | 6.7 | 4.3 |  |  |  | 1.9 |  |  |  |  | 99.1 | -0.1 |  |  | RECS 1993, Table 3.32b
1997 | >7000 HDD | CZ | % | DNH | 97.1 | 9.3 | 66.0666 | 614.4197 | 70.34% | 654.2% |  | 24.1 | 20.6 | 23.6 | 16.7 | 8 | 4.1 | [8 empty] | 97.1 | 0 |  |  | RECS 1997, Table HC6-1b
2001 | >7000 HDD | CZ | HHs | DNH | 8.5 | 8.5 | 65.8047 | 559.34 | 70.33% | 597.8% |  | 2.2 | 1.8 | 2.4 | 1.2 | 0.6 | 0.3 |  |  |  | 0.6 |  |  |  |  | 9.1 | 0 |  |  | RECS 2001, Table HC6-1a
2005 | >7000 HDD | CZ | HHs | DNH | 10.6 | 10.6 | 65.1613 | 690.71 | 76.42% | 810% |  | 3.3 | 2.6 | 2.2 | 1.4 | 0.8 | 0.3 | [8 empty] | 10.6 | 0 |  |  | RECS 2005, Table HC9.5
1993 | >7000 HDD | CZ | % | N | 97.6 | 8.7 | 66.2123 | 576.0471 | 69.92% | 608.3% |  | 22 | 20.7 | 26.8 | 18 | 5.9 | 4.1 |  |  |  | 1.9 |  |  |  |  | 99.5 | -0.1 |  |  | RECS 1993, Table 3.32b
1997 | >7000 HDD | CZ | % | N | 97.4 | 9.3 | 66.1859 | 615.5292 | 69.71% | 648.3% |  | 22.3 | 22.5 | 23.1 | 17.9 | 7.6 | 4 | [8 empty] | 97.4 | 0 |  |  | RECS 1997, Table HC6-1b
2001 | >7000 HDD | CZ | HHs | N | 8.6 | 8.6 | 66.0465 | 568 | 69.57% | 598.3% |  | 2 | 2 | 2.4 | 1.3 | 0.5 | 0.4 |  |  |  | 0.6 |  |  |  |  | 9.2 | 0 |  |  | RECS 2001, Table HC6-1a
2005 | >7000 HDD | CZ | HHs | N | 10.7 | 10.7 | 65.7991 | 704.05 | 77.57% | 830% |  | 2.5 | 3.1 | 2.7 | 1.3 | 0.6 | 0.5 | [8 empty] | 10.7 | 0 |  |  | RECS 2005, Table HC9.5
1993 | 5500 to 7000 HDD | CZ | % | DH | 97.3 | 26.5 | 69.3997 | 1839.0918 | 40.24% | 1066% |  | 3.5 | 9.8 | 26.9 | 32.8 | 15.3 | 8.9 |  |  | 0.5 | 2.2 |  |  |  |  | 100 | -0.1 |  |  | RECS 1993, Table 3.32b
1997 | 5500 to 7000 HDD | CZ | % | DH | 96 | 28 | 69.6804 | 1951.0522 | 40.68% | 1139% |  | 3.7 | 8.7 | 28.2 | 25.2 | 17.7 | 12.6 |  |  |  | 3.7 |  |  |  |  | 99.7 | 0.1 |  |  | RECS 1997, Table HC6-1b
2001 | 5500 to 7000 HDD | CZ | HHs | DH | 26.6 | 26.6 | 69.4955 | 1848.58 | 42.25% | 1124% |  | 1.4 | 2.6 | 8 | 6.3 | 4.6 | 3.7 |  |  |  | 1.8 |  |  |  |  | 28.4 | 0 |  |  | RECS 2001, Table HC6-1a
2005 | 5500 to 7000 HDD | CZ | HHs | DH | 25.1 | 25 | 69.5976 | 1739.94 | 42.64% | 1066% |  | 1.2 | 2.1 | 7.7 | 6.5 | 3.9 | 3.6 |  |  |  | 0.8 |  |  |  |  | 25.9 | -0.1 |  |  | RECS 2005, Table HC9.5
1993 | 5500 to 7000 HDD | CZ | % | DNH | 94.2 | 26.5 | 66.6098 | 1765.1585 | 59.9% | 1587% |  | 20 | 20.1 | 19.8 | 20.4 | 9.4 | 4.6 |  |  | 3.7 | 2 |  |  |  |  | 99.9 | 0.1 |  |  | RECS 1993, Table 3.32b
1997 | 5500 to 7000 HDD | CZ | % | DNH | 93.5 | 28 | 66.748 | 1868.9446 | 60.9% | 1705% |  | 20.2 | 19.2 | 21.5 | 15 | 10.6 | 7 |  |  | 2.1 | 4.4 |  |  |  |  | 100 | 0 |  |  | RECS 1997, Table HC6-1b
2001 | 5500 to 7000 HDD | CZ | HHs | DNH | 25.6 | 25.6 | 66.7254 | 1708.17 | 62.09% | 1590% |  | 5.1 | 5.6 | 6.5 | 4.2 | 2.6 | 1.6 |  |  |  | 2.1 |  |  |  |  | 27.7 | 0 |  |  | RECS 2001, Table HC6-1a
2005 | 5500 to 7000 HDD | CZ | HHs | DNH | 24.7 | 24.6 | 66.5756 | 1637.76 | 62.93% | 1548% |  | 5.8 | 4.9 | 5.6 | 4 | 2.2 | 2.1 |  |  | 0.3 | 1 |  |  |  |  | 26 | -0.1 |  |  | RECS 2005, Table HC9.5
1993 | 5500 to 7000 HDD | CZ | % | N | 95.9 | 26.5 | 67.1075 | 1778.349 | 58.86% | 1560% |  | 16.3 | 20.4 | 22.1 | 21.8 | 9.7 | 5.6 |  |  | 1.8 | 2.2 |  |  |  |  | 99.9 | 0 |  |  | RECS 1993, Table 3.32b
1997 | 5500 to 7000 HDD | CZ | % | N | 95.4 | 28 | 67.4466 | 1888.5045 | 57.56% | 1612% |  | 15.8 | 18.2 | 23.5 | 18.6 | 10.5 | 8.7 |  |  | 1.1 | 3.5 |  |  |  |  | 100 | -0.1 |  |  | RECS 1997, Table HC6-1b
2001 | 5500 to 7000 HDD | CZ | HHs | N | 26.2 | 26.2 | 67.2282 | 1761.38 | 59.79% | 1566% |  | 4.4 | 5.3 | 7.1 | 4.7 | 2.6 | 2.1 |  |  |  | 1.9 |  |  |  |  | 28.1 | 0 |  |  | RECS 2001, Table HC6-1a
2005 | 5500 to 7000 HDD | CZ | HHs | N | 24.9 | 24.9 | 67.5245 | 1681.36 | 60.08% | 1496% |  | 3.8 | 5.3 | 6.4 | 4.3 | 2.5 | 2.6 |  |  |  | 0.9 |  |  |  |  | 25.8 | 0 |  |  | RECS 2005, Table HC9.5
2009 | MA | MA | HHs | DH |  | 2.4 | 68.225 | 163.74 | 58.33% | 140% |  | 0.2 | 0.4 | 0.8 | 0.6 | 0.2 | 0.2 | [5 empty] | 2.5 |  |  | 0 | 2.4 | 0.1 |  | RECS 2009, Table HC6.8
2009 | MA | MA | HHs | DNH |  | 2.4 | 64.25 | 154.2 | 79.17% | 190% |  | 1 | 0.5 | 0.4 | 0.3 | 0.1 | 0.1 | [5 empty] | 2.5 |  |  | 0 | 2.4 | 0.1 |  | RECS 2009, Table HC6.8
2009 | MA | MA | HHs | N |  | 2.4 | 65.3708 | 156.89 | 75% | 180% |  | 0.7 | 0.6 | 0.5 | 0.4 | 0.1 | 0.1 | [5 empty] | 2.5 |  |  | 0 | 2.4 | 0.1 |  | RECS 2009, Table HC6.8
1984 | NE > 5500 HDD | CZ_Temp Data | Mean Daytime Temperature | D |  | 0 | [17 empty] | 68.1 | [5 empty] | RECS 1984 As of November 1984
1987 | NE > 5500 HDD | CZ_Temp Data | Mean Daytime Temperature | D |  | 0 | [17 empty] | 68.6 | [5 empty] | RECS 1987 As of November 1987
1982 | NE > 5500 HDD | CZ_Temp Data | Mean Daytime Temperature |  |  | 0 | [17 empty] | 67.5 | [5 empty] | RECS 1982 As of November 1982
1997 | New England | New England | % | DH | 95.8 | 28 | 68.3433 | 1913.6117 | 55.52% | 1555% |  | 7.6 | 12.6 | 35.1 | 24.9 | 8.5 | 7.2 |  |  |  | 3.7 |  |  |  |  | 99.5 | 0.1 |  |  | RECS 1997, Table HC6-9b
2001 | New England | New England | HHs | DH | 5.2 | 5.2 | 68.5019 | 356.21 | 55.56% | 288.9% |  | 0.3 | 0.8 | 1.9 | 1.3 | 0.5 | 0.4 |  |  |  | 0.2 |  |  |  |  | 5.4 | 0 |  |  | RECS 2001, Table HC6-9a
2005 | New England | New England | HHs | DH | 5.1 | 5.2 | 68.2654 | 354.98 | 57.69% | 300% |  | 0.4 | 0.9 | 1.7 | 1.3 | 0.5 | 0.4 | [8 empty] | 5.1 | 0.1 |  |  | RECS 2005, Table HC11.5
2009 | New England | New England | HHs | DH |  | 5.5 | 67.7855 | 372.82 | 61.82% | 340% |  | 0.6 | 1 | 1.8 | 1.3 | 0.4 | 0.4 | [5 empty] | 5.5 |  |  | 0 | 5.5 | 0 |  | RECS 2009, Table HC6.8
2015 | New England | New England | HHs | DH |  | 5.6 | 68.1214 | 381.48 | 62.5% | 350% |  | 0.4 | 1 | 2.1 | 1.3 | 0.4 | 0.4 | [5 empty] | 5.6 |  |  | 0 | 5.6 | 0 |  | RECS 2015, Table HC6.7
2020 | New England | New England | HHs | DH |  | 5.87 | 68.332 | 401.109 | 58.94% | 346% |  | 0.37 | 1.01 | 2.08 | 1.39 | 0.63 | 0.39 | [5 empty] | 5.88 |  |  | 0 | 5.87 | 0.01 |  | RECS 2020, Table HC6.7
1997 | New England | New England | % | DNH | 94.7 | 28 | 64.7097 | 1811.8723 | 75.83% | 2123% |  | 33.2 | 21.5 | 20.3 | 13 | 4.2 | 2.4 |  |  |  | 4.3 |  |  |  |  | 99 | -0.1 |  |  | RECS 1997, Table HC6-9b
2001 | New England | New England | HHs | DNH | 5.1 | 4.9 | 64.8673 | 317.85 | 76.92% | 376.9% |  | 1.5 | 1.2 | 1.3 | 0.7 | 0.2 |  |  |  |  | 0.3 |  |  |  |  | 5.4 | -0.2 |  |  | RECS 2001, Table HC6-9a
2005 | New England | New England | HHs | DNH | 5.2 | 5.3 | 64.9547 | 344.26 | 77.36% | 410% |  | 1.8 | 1.2 | 1.1 | 0.7 | 0.3 | 0.2 | [8 empty] | 5.2 | 0.1 |  |  | RECS 2005, Table HC11.5
2009 | New England | New England | HHs | DNH |  | 5.5 | 64.3527 | 353.94 | 78.18% | 430% |  | 2.2 | 1.2 | 0.9 | 0.8 | 0.2 | 0.2 | [5 empty] | 5.5 |  |  | 0 | 5.5 | 0 |  | RECS 2009, Table HC6.8
2015 | New England | New England | HHs | DNH |  | 5.3 | 63.9057 | 338.7 | 86.79% | 460% |  | 2 | 1.5 | 1.1 | 0.7 | Q | Q | [5 empty] | 5.6 |  |  | 0 | 5.3 | 0.3 |  | RECS 2015, Table HC6.7
2020 | New England | New England | HHs | DNH |  | 5.86 | 65.1191 | 381.598 | 78.5% | 460% |  | 1.84 | 1.37 | 1.39 | 0.75 | 0.31 | 0.2 | [5 empty] | 5.88 |  |  | 0 | 5.86 | 0.02 |  | RECS 2020, Table HC6.7
1997 | New England | New England | % | N | 95.5 | 28 | 65.233 | 1826.5245 | 72.73% | 2036% |  | 30.9 | 18.2 | 22.9 | 16 | 3.3 | 4.1 |  |  |  | 3.6 |  |  |  |  | 99.1 | -0.1 |  |  | RECS 1997, Table HC6-9b
2001 | New England | New England | HHs | N | 5.1 | 5.2 | 65.4385 | 340.28 | 74.07% | 385.2% |  | 1.4 | 1.3 | 1.3 | 0.8 | 0.3 | 0.1 |  |  |  | 0.2 |  |  |  |  | 5.3 | 0.1 |  |  | RECS 2001, Table HC6-9a
2005 | New England | New England | HHs | N | 5.2 | 5.2 | 65.4904 | 340.55 | 76.92% | 400% |  | 1.5 | 1.3 | 1.2 | 0.6 | 0.3 | 0.3 | [8 empty] | 5.2 | 0 |  |  | RECS 2005, Table HC11.5
2009 | New England | New England | HHs | N |  | 5.6 | 65.4446 | 366.49 | 73.21% | 410% |  | 1.7 | 1.3 | 1.1 | 0.9 | 0.3 | 0.3 | [5 empty] | 5.5 |  |  | 0 | 5.6 | -0.1 |  | RECS 2009, Table HC6.8
2015 | New England | New England | HHs | N |  | 5.4 | 65.1704 | 351.92 | 81.48% | 440% |  | 1.6 | 1.4 | 1.4 | 0.7 | Q | 0.3 | [5 empty] | 5.6 |  |  | 0 | 5.4 | 0.2 |  | RECS 2015, Table HC6.7
2020 | New England | New England | HHs | N |  | 5.87 | 65.9005 | 386.836 | 73.25% | 430% |  | 1.48 | 1.38 | 1.44 | 0.89 | 0.41 | 0.27 | [5 empty] | 5.88 |  |  | 0 | 5.87 | 0.01 |  | RECS 2020, Table HC6.7
1993 | Northeast | Northeast | % | DH | 94.3 | 26.5 | 68.7181 | 1821.0305 | 46.34% | 1228% |  | 5.6 | 12.6 | 28 | 31.2 | 10 | 6.9 |  |  |  | 5.4 |  |  |  |  | 99.7 | 0 |  |  | RECS 1993, Table 3.32b
1997 | Northeast | Northeast | % | DH | 92.5 | 28 | 68.9673 | 1931.0848 | 46.89% | 1313% |  | 5.4 | 11 | 30.3 | 25.1 | 10.6 | 10 |  |  |  | 7.2 |  |  |  |  | 99.7 | -0.1 |  |  | RECS 1997, Table HC6-9b
2001 | Northeast | Northeast | HHs | DH | 18.9 | 18.9 | 69.2042 | 1307.96 | 44.28% | 836.9% |  | 0.8 | 2.4 | 5.7 | 5.1 | 3 | 1.9 |  |  |  | 1.2 |  |  |  |  | 20.1 | 0 |  |  | RECS 2001, Table HC6-9a
2005 | Northeast | Northeast | HHs | DH | 19.6 | 19.6 | 68.9515 | 1351.45 | 45.85% | 898.7% |  | 1.5 | 2.4 | 5.5 | 5.3 | 2.5 | 2.4 |  |  |  | 0.9 |  |  |  |  | 20.5 | 0 |  |  | RECS 2005, Table HC11.5
2009 | Northeast | Northeast | HHs | DH |  | 20.8 | 68.4625 | 1424.02 | 56.25% | 1170% |  | 1.6 | 2.7 | 7.4 | 5.3 | 2.1 | 1.7 | [5 empty] | 20.8 |  |  | 0 | 20.8 | 0 |  | RECS 2009, Table HC6.8
2015 | Northeast | Northeast | HHs | DH |  | 21.1 | 68.9436 | 1454.71 | 49.29% | 1040% |  | 1.3 | 2.6 | 6.5 | 5.5 | 3.2 | 2 | [5 empty] | 21 |  |  | 0 | 21.1 | -0.1 |  | RECS 2015, Table HC6.7
2020 | Northeast | Northeast | HHs | DH |  | 21.8 | 68.9338 | 1502.756 | 50.5% | 1101% |  | 1.18 | 2.73 | 7.16 | 5.38 | 3.51 | 1.84 |  |  | 0.12 |  |  | 21.92 |  |  | 0.12 | 21.8 | 0 |  | RECS 2020, Table HC6.7
1993 | Northeast | Northeast | % | DNH | 91.5 | 26.5 | 66.0696 | 1750.8449 | 61.6% | 1632% |  | 23.1 | 19 | 19.5 | 20.2 | 5.7 | 4 |  |  | 3 | 5.5 |  |  |  |  | 100 | 0 |  |  | RECS 1993, Table 3.32b
1997 | Northeast | Northeast | % | DNH | 91 | 28 | 66.0622 | 1849.7427 | 64.24% | 1799% |  | 23.1 | 19.7 | 21.5 | 15.3 | 6.3 | 5.2 |  |  | 1.2 | 7.8 |  |  |  |  | 100 | 0.1 |  |  | RECS 1997, Table HC6-9b
2001 | Northeast | Northeast | HHs | DNH | 18.7 | 18.6 | 66.6914 | 1240.46 | 62% | 1153% |  | 3.8 | 4 | 4.6 | 3.3 | 1.7 | 1.2 |  |  |  | 1.4 |  |  |  |  | 20.1 | -0.1 |  |  | RECS 2001, Table HC6-9a
2005 | Northeast | Northeast | HHs | DNH | 19.3 | 19.2 | 65.9328 | 1265.91 | 65.84% | 1264% |  | 5.3 | 4.2 | 3.8 | 3.3 | 1.3 | 1.3 |  |  |  | 1 |  |  |  |  | 20.3 | -0.1 |  |  | RECS 2005, Table HC11.5
2009 | Northeast | Northeast | HHs | DNH |  | 20.9 | 65.5459 | 1369.91 | 72.73% | 1520% |  | 6.3 | 4.3 | 4.6 | 3.3 | 1.4 | 1 | [5 empty] | 20.8 |  |  | 0 | 20.9 | -0.1 |  | RECS 2009, Table HC6.8
2015 | Northeast | Northeast | HHs | DNH |  | 21 | 66.0114 | 1386.24 | 70.95% | 1490% |  | 5.2 | 5 | 4.7 | 3.6 | 1.4 | 1.1 | [5 empty] | 21 |  |  | 0 | 21 | 0 |  | RECS 2015, Table HC6.7
2020 | Northeast | Northeast | HHs | DNH |  | 21.8 | 66.3504 | 1446.438 | 70.26% | 1532% |  | 4.84 | 4.79 | 5.77 | 3.31 | 1.98 | 1.11 |  |  | 0.12 |  |  | 21.92 |  |  | 0.12 | 21.8 | 0 |  | RECS 2020, Table HC6.7
1993 | Northeast | Northeast | % | N | 92.5 | 26.5 | 65.8799 | 1745.8171 | 66.6% | 1765% |  | 23.7 | 22.1 | 20.8 | 15.7 | 5.6 | 4.6 |  |  | 1.5 | 6 |  |  |  |  | 100 | 0 |  |  | RECS 1993, Table 3.32b
1997 | Northeast | Northeast | % | N | 92 | 28 | 66.3955 | 1859.0752 | 63.7% | 1784% |  | 20.7 | 19.9 | 23.1 | 16.5 | 5.7 | 6.1 |  |  | 0.7 | 7.3 |  |  |  |  | 100 | 0 |  |  | RECS 1997, Table HC6-9b
2001 | Northeast | Northeast | HHs | N | 18.8 | 18.9 | 66.7101 | 1260.82 | 63.37% | 1198% |  | 3.6 | 4.3 | 4.9 | 3.4 | 1.6 | 1.1 |  |  |  | 1.3 |  |  |  |  | 20.1 | 0.1 |  |  | RECS 2001, Table HC6-9a
2005 | Northeast | Northeast | HHs | N | 19.5 | 19.5 | 66.8595 | 1303.76 | 62.25% | 1214% |  | 3.8 | 4.7 | 4.2 | 3.6 | 1.4 | 1.8 |  |  |  | 0.9 |  |  |  |  | 20.4 | 0 |  |  | RECS 2005, Table HC11.5
2009 | Northeast | Northeast | HHs | N |  | 20.6 | 66.2553 | 1364.86 | 70.39% | 1450% |  | 4.8 | 4.7 | 5 | 3.4 | 1.4 | 1.3 | [5 empty] | 20.8 |  |  | 0 | 20.6 | 0.2 |  | RECS 2009, Table HC6.8
2015 | Northeast | Northeast | HHs | N |  | 21 | 66.7781 | 1402.34 | 64.76% | 1360% |  | 4.2 | 4.4 | 5 | 4.3 | 1.7 | 1.4 | [5 empty] | 21 |  |  | 0 | 21 | 0 |  | RECS 2015, Table HC6.7
2020 | Northeast | Northeast | HHs | N |  | 21.8 | 67.0525 | 1461.745 | 64.55% | 1407% |  | 3.85 | 4.43 | 5.87 | 3.96 | 2.25 | 1.44 |  |  | 0.12 |  |  | 21.92 |  |  | 0.12 | 21.8 | 0 |  | RECS 2020, Table HC6.7
1973 | US | US_Special | % | D |  |  |  |  | 12.37% | 0% | 12 | [7 empty] | 85 |  |  | 2 | [6 empty] | 85 | RECS 1981 referring to American Energy Consumer
1981 | US | US_Special | % | D |  | 14.7 |  |  | 52.63% | 773.7% | 50 | [7 empty] | 45 |  |  | 4 | [6 empty] | 45 | RECS 1981, As of November 1981
1981 | US | US | % | DH | 95.2 | 14.7 | 68.7901 | 1011.215 | 49.65% | 729.9% |  | 6 | 13.9 | 29.8 | 25.2 |  |  | 20.4 |  | 2.4 | 2.4 |  |  |  | 81.1 | 100 | 0.1 |  | 45.6 | RECS 1981, As of November 1981
1981 | US | US_Special | % | DH |  | 14.7 | 71.8378 | 1056.0162 | 61.46% | 903.4% | 59 |  |  |  | 20 |  |  | 17 | [10 empty] | 37 | RECS 1990, Recalculation
1982 | US | US | % | DH | 97.3 | 10.7 | 69.1892 | 740.3247 | 45.95% | 491.7% |  | 4.9 | 13.4 | 27.7 | 26.7 |  |  | 24.7 |  | 1.6 | 1.1 |  |  |  | 79.5 | 100 | 0.1 |  | 51.4 | RECS 1982 As of November 1982
1984 | US | US | % | DH | 97.9 | 12 | 69.2458 | 830.9491 | 45.45% | 545.5% |  | 4.8 | 12.6 | 28.1 | 27.5 |  |  | 24.9 |  | 1.2 | 1 |  |  |  | 78.7 | 100.1 | 0 |  | 52.4 | RECS 1984 As of November 1984
1987 | US | US | % | DH | 96.4 | 8.4 | 69.9684 | 587.7342 | 36.76% | 308.8% |  | 3.5 | 9.1 | 24.2 | 27 |  |  | 32.6 |  | 1.7 | 2 |  |  |  | 80.7 | 100.1 | 0 |  | 59.6 | RECS 1987 As of November 1987
1990 | US | US | % | DH | 94.2 | 9 | 70.3065 | 632.7583 | 32.2% | 289.8% |  | 3.1 | 7.5 | 21.6 | 27.7 | 15.3 | 19 |  |  | 1.6 | 4.2 |  |  |  |  | 100 | 0 |  | 62 | RECS 1990 Table 52 Winter Temperatures
1993 | US | US | % | DH | 92.2 | 26.5 | 69.7026 | 1847.119 | 35.74% | 947% |  | 3.4 | 9.2 | 23.1 | 29.7 | 14.4 | 12.4 |  |  | 3.3 | 4.4 |  |  |  |  | 99.9 | 0 |  |  | RECS 1993, Table 3.32b
1997 | US | US | % | DH | 92.5 | 28 | 70.0688 | 1961.9252 | 34.9% | 977.2% |  | 3.8 | 8.1 | 23 | 25.3 | 14.5 | 17.8 |  |  | 2.1 | 5.4 |  |  |  |  | 100 | 0 |  |  | RECS 1997, Table HC6-1b
2001 | US | US | HHs | DH | 96.8 | 96.7 | 70.1172 | 6780.33 | 33.9% | 3278% |  | 3.9 | 8.4 | 23.6 | 25.7 | 16.5 | 18.6 |  |  | 2 | 7.2 |  |  |  |  | 106 | -0.1 |  |  | RECS 2001, Table HC6-1a
2005 | US | US | HHs | DH | 101.5 | 101.3 | 70.3936 | 7130.87 | 32.37% | 3279% |  | 4.1 | 8.2 | 23.6 | 24.6 | 17.6 | 23.2 |  |  | 3.6 | 6 |  |  |  |  | 111.1 | -0.2 |  |  | RECS 2005, Table HC9.5
2009 | US | US | HHs | DH |  | 110 | 69.6315 | 7659.47 | 41.85% | 4604% |  | 6.1 | 11.8 | 29.6 | 26.2 | 17.8 | 18.5 |  |  | 3.5 |  |  | 113.6 |  |  | 3.5 | 110 | 0.1 |  | RECS 2009, Table HC6.6
2015 | US | US | HHs | DH |  | 113.1 | 69.9312 | 7909.22 | 39.51% | 4469% |  | 4.6 | 10.6 | 31.5 | 25.9 | 20.7 | 19.8 |  |  | 5.1 |  |  | 118.2 |  |  | 5.1 | 113.1 | 0 |  | RECS 2015, Table HC6.6
2020 | US | US | HHs | DH |  | 117.74 | 69.9458 | 8235.414 | 38.28% | 4507% |  | 4.42 | 10.3 | 32.57 | 26.95 | 25.2 | 18.3 |  |  | 5.79 |  |  | 123.53 |  |  | 5.79 | 117.74 | 0 |  | RECS 2020, Table HC6.6
1981 | US | US | % | DNH | 79.3 | 14.7 | 65.0889 | 956.8069 | 61.9% | 909.9% |  | 25.5 | 19.5 | 16.9 | 9.9 |  |  | 7.5 |  | 18.2 | 2.5 |  |  |  |  | 100 | 0 |  | 17.4 | RECS 1981, As of November 1981
1982 | US | US | % | DNH | 83.6 | 10.7 | 65.2667 | 698.3542 | 62% | 663.4% |  | 27 | 19.8 | 15.2 | 11.9 |  |  | 9.7 |  | 15.3 | 1.1 |  |  |  |  | 100 | 0 |  | 21.6 | RECS 1982 As of November 1982
1984 | US | US | % | DNH | 84.6 | 12 | 65.2348 | 782.817 | 63.5% | 762% |  | 27.8 | 18.8 | 16.9 | 11.4 |  |  | 9.7 |  | 14.6 | 0.8 |  |  |  |  | 100 | 0 |  | 21.1 | RECS 1984 As of November 1984
1987 | US | US | % | DNH | 84.4 | 8.4 | 66.1205 | 555.4122 | 57% | 478.8% |  | 23.1 | 17.8 | 16.1 | 13.7 |  |  | 13.7 |  | 13.9 | 1.7 |  |  |  |  | 100 | 0 |  | 27.4 | RECS 1987 As of November 1987
1990 | US | US | % | DNH | 80 | 9 | 66.7877 | 601.0897 | 49.7% | 447.3% |  | 18.6 | 16 | 15.1 | 14.6 | 7.7 | 8 |  |  | 16 | 4 |  |  |  |  | 100 | 0 |  | 30.3 | RECS 1990 Table 52 Winter Temperatures
1993 | US | US | % | DNH | 77.6 | 26.5 | 66.6442 | 1766.0717 | 48.95% | 1297% |  | 17.6 | 15.2 | 16.2 | 16.3 | 7.2 | 5.3 |  |  | 18.4 | 3.9 |  |  |  |  | 99.9 | 0.2 |  |  | RECS 1993, Table 3.32b
1997 | US | US | % | DNH | 83.7 | 28 | 66.7417 | 1868.7675 | 53.5% | 1498% |  | 19.4 | 16.3 | 17.8 | 14.6 | 7.5 | 8.1 |  |  | 10.2 | 6.1 |  |  |  |  | 100 | 0 |  |  | RECS 1997, Table HC6-1b
2001 | US | US | HHs | DNH | 87.6 | 87.6 | 67.1688 | 5883.99 | 50.9% | 4458% |  | 17.7 | 17.2 | 19.1 | 15.1 | 8.7 | 9.8 |  |  | 10.5 | 8 |  |  |  |  | 106.1 | 0 |  |  | RECS 2001, Table HC6-1a
2005 | US | US | HHs | DNH | 93.7 | 93.8 | 67.4971 | 6331.23 | 48.65% | 4563% |  | 18.9 | 17.4 | 17.8 | 16 | 10.2 | 13.5 |  |  | 10 | 7.4 |  |  |  |  | 111.1 | 0.1 |  |  | RECS 2005, Table HC9.5
2009 | US | US | HHs | DNH |  | 110.2 | 66.6342 | 7343.09 | 63.06% | 6949% |  | 26.7 | 21.8 | 23.2 | 17.2 | 10.4 | 10.9 |  |  | 3.5 |  |  | 113.6 |  |  | 3.5 | 110.2 | -0.1 |  | RECS 2009, Table HC6.6
2015 | US | US | HHs | DNH |  | 113.1 | 67.0348 | 7581.64 | 62.18% | 7033% |  | 22.2 | 24.9 | 26.4 | 16.8 | 11 | 11.8 |  |  | 5.1 |  |  | 118.2 |  |  | 5.1 | 113.1 | 0 |  | RECS 2015, Table HC6.6
2020 | US | US | HHs | DNH |  | 117.75 | 67.6341 | 7963.915 | 57.46% | 6766% |  | 18.75 | 22.15 | 30.09 | 19.35 | 15.06 | 12.35 |  |  | 5.79 |  |  | 123.53 |  |  | 5.79 | 117.75 | -0.01 |  | RECS 2020, Table HC6.6
1973 | US | US_Special | % | N |  |  |  |  | 46.88% | 0% | 45 | [7 empty] | 51 |  |  | 4 | [6 empty] | 51 | RECS 1981 referring to American Energy Consumer
1981 | US | US_Special | % | N |  | 14.7 |  |  | 75% | 1102% | 66 | [7 empty] | 22 |  |  | 12 | [6 empty] | 22 | RECS 1981, As of November 1981
1981 | US | US | % | N | 87.8 | 14.7 | 65.5962 | 964.2647 | 65.53% | 963.4% |  | 24.5 | 21.6 | 19.5 | 12.9 |  |  | 9.3 |  | 9.8 | 2.5 |  |  |  |  | 100.1 | 0 |  | 22.2 | RECS 1981, As of November 1981
1981 | US | US_Special | % | N |  | 14.7 | 71.7778 | 1055.1333 | 80% | 1176% | 72 |  |  |  | 10 |  |  | 8 | [10 empty] | 18 | RECS 1990, Recalculation
1982 | US | US | % | N | 88.6 | 10.7 | 65.7012 | 703.0033 | 65.6% | 701.9% |  | 23.9 | 22.2 | 19.5 | 13.2 |  |  | 9.8 |  | 10.3 | 1.1 |  |  |  |  | 100 | 0 |  | 23 | RECS 1982 As of November 1982
1984 | US | US | % | N | 90.5 | 12 | 66.007 | 792.0835 | 64.9% | 778.8% |  | 22.9 | 21.4 | 20.6 | 14.2 |  |  | 11.4 |  | 8.8 | 0.7 |  |  |  |  | 100 | 0 |  | 25.6 | RECS 1984 As of November 1984
1987 | US | US | % | N | 89.9 | 8.4 | 66.7306 | 560.537 | 58.04% | 487.6% |  | 19.4 | 19.9 | 18.8 | 16.2 |  |  | 15.6 |  | 8.2 | 2 |  |  |  |  | 100.1 | 0 |  | 31.8 | RECS 1987 As of November 1987
1990 | US | US | % | N | 85.7 | 9 | 67.2653 | 605.3874 | 52.25% | 470.2% |  | 15.8 | 18.1 | 18.4 | 16.5 | 7.7 | 9.3 |  |  | 10.3 | 4 |  |  |  |  | 100 | 0.1 |  | 33.5 | RECS 1990 Table 52 Winter Temperatures
1993 | US | US | % | N | 84.7 | 26.5 | 67.1027 | 1778.222 | 51.4% | 1362% |  | 16 | 17.2 | 18.2 | 18.2 | 8.2 | 6.9 |  |  | 11 | 4.3 |  |  |  |  | 100 | 0 |  |  | RECS 1993, Table 3.32b
1997 | US | US | % | N | 87.8 | 28 | 67.4093 | 1887.4615 | 52.15% | 1460% |  | 16.2 | 16.6 | 19.3 | 17.3 | 8.3 | 10.1 |  |  | 7.1 | 5 |  |  |  |  | 99.9 | 0 |  |  | RECS 1997, Table HC6-1b
2001 | US | US | HHs | N | 91.8 | 91.8 | 67.6316 | 6208.58 | 50.75% | 4659% |  | 15.4 | 17.4 | 21 | 17.4 | 9.5 | 11.1 |  |  | 7.1 | 7.1 |  |  |  |  | 106 | 0 |  |  | RECS 2001, Table HC6-1a
2005 | US | US | HHs | N | 98.1 | 98.1 | 68.3639 | 6706.5 | 46.94% | 4605% |  | 13 | 18.4 | 20.8 | 18.5 | 11.1 | 16.3 |  |  | 6.7 | 6.4 |  |  |  |  | 111.2 | 0 |  |  | RECS 2005, Table HC9.5
2009 | US | US | HHs | N |  | 110.1 | 67.6794 | 7451.5 | 56.6% | 6232% |  | 19 | 20 | 25.3 | 19.5 | 12 | 14.3 |  |  | 3.5 |  |  | 113.6 |  |  | 3.5 | 110.1 | 0 |  | RECS 2009, Table HC6.6
2015 | US | US | HHs | N |  | 113.2 | 67.9544 | 7692.44 | 55.37% | 6268% |  | 16.2 | 20.3 | 29 | 20 | 13.8 | 13.9 |  |  | 5.1 |  |  | 118.2 |  |  | 5.1 | 113.2 | -0.1 |  | RECS 2015, Table HC6.6
2020 | US | US | HHs | N |  | 117.74 | 68.2053 | 8030.495 | 53.55% | 6305% |  | 14.85 | 19.72 | 31.58 | 20.22 | 17.49 | 13.88 |  |  | 5.79 |  |  | 123.53 |  |  | 5.79 | 117.74 | 0 |  | RECS 2020, Table HC6.6
2009 | Very Cold/Cold | CZ | HHs | DH |  | 38.7 | 68.9109 | 2666.85 | 50.39% | 1950% |  | 2.5 | 4.9 | 12.1 | 9.6 | 5.7 | 3.9 | [5 empty] | 38.8 |  |  | 0 | 38.7 | 0.1 |  | RECS 2009, Table HC6.6
2015 | Very Cold/Cold | CZ | HHs | DH |  | 42.5 | 69.1475 | 2938.77 | 49.18% | 2090% |  | 2.1 | 4.9 | 13.9 | 10.1 | 7.3 | 4.2 | [5 empty] | 42.5 |  |  | 0 | 42.5 | 0 |  | RECS 2015, Table HC6.6
2020 | Very Cold/Cold | CZ | HHs | DH |  | 42.34 | 69.3395 | 2935.833 | 47.01% | 1990% |  | 1.59 | 4.48 | 13.91 | 10.17 | 8.23 | 3.96 |  |  | 0.16 |  |  | 42.5 |  |  | 0.16 | 42.34 | 0 |  | RECS 2020, Table HC6.6
2009 | Very Cold/Cold | CZ | HHs | DNH |  | 38.7 | 66.1618 | 2560.46 | 69.25% | 2680% |  | 9.8 | 8.4 | 8.6 | 6 | 3.5 | 2.4 | [5 empty] | 38.8 |  |  | 0 | 38.7 | 0.1 |  | RECS 2009, Table HC6.6
2015 | Very Cold/Cold | CZ | HHs | DNH |  | 42.5 | 66.1362 | 2810.79 | 72.47% | 3080% |  | 9.7 | 10.4 | 10.7 | 6.3 | 3.4 | 2 | [5 empty] | 42.5 |  |  | 0 | 42.5 | 0 |  | RECS 2015, Table HC6.6
2020 | Very Cold/Cold | CZ | HHs | DNH |  | 42.34 | 66.9547 | 2834.862 | 66% | 2794% |  | 7.56 | 8.79 | 11.7 | 6.97 | 5.02 | 2.3 |  |  | 0.16 |  |  | 42.5 |  |  | 0.16 | 42.34 | 0 |  | RECS 2020, Table HC6.6
2009 | Very Cold/Cold | CZ | HHs | N |  | 38.8 | 66.8709 | 2594.59 | 65.72% | 2550% |  | 7.7 | 8.2 | 9.6 | 6.6 | 3.6 | 3.1 | [5 empty] | 38.8 |  |  | 0 | 38.8 | 0 |  | RECS 2009, Table HC6.6
2015 | Very Cold/Cold | CZ | HHs | N |  | 42.6 | 67.0948 | 2858.24 | 65.73% | 2800% |  | 7.2 | 9 | 11.8 | 7.5 | 4.1 | 3 | [5 empty] | 42.5 |  |  | 0 | 42.6 | -0.1 |  | RECS 2015, Table HC6.6
2020 | Very Cold/Cold | CZ | HHs | N |  | 42.33 | 67.4424 | 2854.837 | 62.91% | 2663% |  | 6.41 | 8.29 | 12.03 | 7.08 | 5.36 | 3.16 |  |  | 0.16 |  |  | 42.5 |  |  | 0.16 | 42.33 | 0.01 |  | RECS 2020, Table HC6.6

## RECS Pivot
Time* | (Multiple Items)
NIGHT
Row Labels | Sum of Row household count | Sum of Known Row Average Computed | Sum of Row household count * known average | Sum of Row household count * %<70 | Temp Average | %<70 |  |  |  | Cold/Very Cold Climate | US as whole
CZ | 1241.31 | 5221.682 | 83429.9824 | 758.3133 |  |  |  |  | 1973 | 38% | 45%
1981 | 119.4 | 595.9795 | 7907.613 | 80.6559 | 66.2279 | 67.55% |  |  | 1981 | 73.64% | 65.53%
1982 | 83.7 | 596.0195 | 5542.8095 | 57.3132 | 66.2223 | 68.47% |  |  | 1982 | 75.17% | 65.6%
1984 | 98.7 | 598.2845 | 6564.2559 | 65.4151 | 66.5072 | 66.28% |  |  | 1984 | 73.46% | 64.9%
1987 | 74.4 | 599.591 | 4956.0905 | 49.0588 | 66.6141 | 65.94% |  |  | 1987 | 73.17% | 58.04%
1990 | 66 | 606.285 | 4445.1524 | 37.8 | 67.3508 | 57.27% |  |  | 1990 | 66.24% | 52.25%
1993 | 105.6 | 404.0751 | 7130.9347 | 58.5528 | 67.5278 | 55.45% |  |  | 1993 | 61.59% | 51.4%
1997 | 111.9 | 405.4743 | 7583.3743 | 61.7626 | 67.7692 | 55.19% |  |  | 1997 | 60.59% | 52.15%
2001 | 104.2 | 404.2026 | 7044.92 | 58.8763 | 67.6096 | 56.5% |  |  | 2001 | 62.2% | 50.75%
2005 | 106.6 | 403.7118 | 7199.6 | 62.9001 | 67.5385 | 59.01% |  |  | 2005 | 65.34% | 46.94%
2009 | 116.2 | 201.9435 | 7821.9 | 71.8 | 67.3141 | 61.79% |  |  | 2009 | 65.72% | 56.6%
2015 | 127.6 | 202.3786 | 8607.8 | 79.7 | 67.4592 | 62.46% |  |  | 2015 | 65.73% | 55.37%
2020 | 127.01 | 203.7366 | 8625.532 | 74.4785 | 67.9122 | 58.64% |  |  | 2020 | 62.91% | 53.55%
MA | 7.2 | 197.8458 | 474.83 | 5.1
2009 | 7.2 | 197.8458 | 474.83 | 5.1 | 65.9486 | 70.83%
New England | 165.5 | 1189.9362 | 10941.0315 | 115.4134 | 66.109 | 69.74% | New England vs CZ
1997 | 84 | 198.286 | 5552.0085 | 57.1434 | 66.0953 | 68.03% | -1.6739
2001 | 15.3 | 198.8077 | 1014.34 | 10.51 | 66.2967 | 68.69% | -1.3129
2005 | 15.7 | 198.7105 | 1039.79 | 11.1 | 66.2287 | 70.7% | -1.3098
2009 | 16.6 | 197.5828 | 1093.25 | 11.8 | 65.8584 | 71.08% | -1.4557
2015 | 16.3 | 197.1975 | 1072.1 | 12.5 | 65.773 | 76.69% | -1.6862
2020 | 17.6 | 199.3517 | 1169.543 | 12.36 | 66.4513 | 70.23% | -1.4609
Northeast | 469 | 1410.7758 | 31500.9743 | 281.5465 | 67.1663 | 60.03%
1993 | 79.5 | 200.6676 | 5317.6925 | 46.2528 | 66.8892 | 58.18% |  |  |  | NIGHT
1997 | 84 | 201.4251 | 5639.9028 | 48.9505 | 67.1417 | 58.27% |  |  |  | Cold/Very Cold Climate | US as whole
2001 | 56.4 | 202.6057 | 3809.24 | 31.8769 | 67.5397 | 56.52% |  | 65.4396 | 1981 | 65.4396 | 65.5962 | 0
2005 | 58.3 | 201.7438 | 3921.12 | 33.7686 | 67.2576 | 57.92% |  | 65.377 | 1982 | 65.377 | 65.7012 | 0
2009 | 62.3 | 200.2638 | 4158.79 | 41.4 | 66.7543 | 66.45% |  | 65.5951 | 1984 | 65.5951 | 66.007 | 0
2015 | 63.1 | 201.7331 | 4243.29 | 38.9 | 67.2471 | 61.65% |  | 65.7299 | 1987 | 65.7299 | 66.7306 | 0
2020 | 65.4 | 202.3367 | 4410.939 | 40.3976 | 67.4456 | 61.77% |  | 66.4181 | 1990 | 66.4181 | 67.2653 | 0
US | 1920.13 | 2440.7912 | 131040.9881 | 945.4656 | 68.2459 | 49.24% |  | 66.8863 | 1993 | 66.8863 | 67.1027 | 0
1981 | 44.1 | 199.4753 | 2932.2866 | 26.0315 | 66.4918 | 59.03% |  | 67.1323 | 1997 | 67.1323 | 67.4093 | 0
1982 | 32.1 | 200.1572 | 2141.6821 | 18.5703 | 66.7191 | 57.85% |  | 66.9362 | 2001 | 66.9362 | 67.6316 | 0
1984 | 36 | 200.4875 | 2405.8497 | 20.8625 | 66.8292 | 57.95% |  | 67.0059 | 2005 | 67.0059 | 68.3639 | 0
1987 | 25.2 | 202.8194 | 1703.6834 | 12.7516 | 67.6065 | 50.6% |  | 66.8709 | 2009 | 66.8709 | 67.6794 | 0
1990 | 27 | 204.3595 | 1839.2354 | 12.0733 | 68.1198 | 44.72% |  | 67.0948 | 2015 | 67.0948 | 67.9544 | 0
1993 | 79.5 | 203.4495 | 5391.4127 | 36.063 | 67.8165 | 45.36% |  | 67.4424 | 2020 | 67.4424 | 68.2053 | 0
1997 | 84 | 204.2198 | 5718.1542 | 39.3546 | 68.0733 | 46.85%
2001 | 276.1 | 204.9176 | 18872.9 | 123.9584 | 68.3553 | 44.9%
2005 | 293.2 | 206.2546 | 20168.6 | 124.4776 | 68.7879 | 42.45%
2009 | 330.3 | 203.9451 | 22454.06 | 177.847 | 67.9808 | 53.84% |  |  |  | DAY HOME
2015 | 339.4 | 204.9205 | 23183.3 | 177.69 | 68.3067 | 52.35% |  |  |  | Cold/Very Cold Climate | US as whole
2020 | 353.23 | 205.7852 | 24229.824 | 175.7858 | 68.595 | 49.77% |  |  | 1981 | 68.4593 | 68.872 | 68.3637 | -0.41266
US_Special | 44.1 | 143.6156 | 2111.1495 | 31.8194 | 47.8719 | 72.15% |  |  | 1982 | 68.5894 | 69.2546 | 68.5004 | -0.66523
1973 |  |  |  | 0 |  | #DIV/0! |  |  | 1984 | 69.0129 | 69.3095 | 68.938 | -0.29659
1981 | 44.1 | 143.6156 | 2111.1495 | 31.8194 | 47.8719 | 72.15% |  |  | 1987 | 69.1947 | 70.0156 | 69.1302 | -0.82084
Grand Total | 3847.24 | 10604.6467 | 259498.9558 | 2137.6581 |  |  |  |  | 1990 | 69.7904 | 70.3493 | 69.753 | -0.55882
[9 empty] | 1993 | 69.3445 | 69.7505 | 69.2945 | -0.40608
[9 empty] | 1997 | 69.6484 | 70.1222 | 69.5972 | -0.47377
[9 empty] | 2001 | 69.4193 | 70.1696 | 69.3493 | -0.75033
[9 empty] | 2005 | 69.4916 | 70.4462 | 69.4335 | -0.95458
[9 empty] | 2009 | 68.9948 | 69.7036 | 68.9109 | -0.7088
[9 empty] | 2015 | 69.2118 | 69.9841 | 69.1475 | -0.77232
[9 empty] | 2020 | 69.3883 | 69.9946 | 69.3395 | -0.60628

## PUMS
DATA FROM PUBLIC USE MICROFILES
Data quality check
Year | HH Count | Survey N | Code book notes on Temps | Code book notes, HDD | Impute | Instances of tempgone = 1 -- note that these are excluded in the data below
1987 | 90536832 | 6229 | >94 are non-temps |  | NO | TEMPHOME | TEMPGONE | TEMPNITE | Year | HDD65 | DIVISION
1990 | 93990964 | 5095 | >94 are non-temps | Exclude < 0 | NO | 70 | 1 | 70 | 1997 | 6329 | 1
1993 | 96631492 | 7111 | >94 are non-temps | Exclude < 0 | NO | 68 | 1 | 68 | 1997 | 5464 | 2
1997 | 101481171 | 5900 | >94 are non-temps; 1 = home all day; Q withheld | Exclude < 0 | ? | 80 | 1 | 80 | 1997 | 6354 | 3
2001 | 106989274 | 4822 | >94 are non-temps | Calendar 2004 HDD? | ? | 68 | 1 | 60 | 1997 | 7675 | 8
2005 | 111090651 | 4382 | >94 are non-temps | Calendar 2005 | Yes | 68 | 1 | 65 | 1997 | 2891 | 5
2009 | 113615939 | 12083 | -2 means not applicable | Calendar 2009 | Yes | 75 | 1 | 68 | 1997 | 6534 | 3
2015 | 118208283 | 5686 | -2 means not applicable | Calendar 2015 | Yes | 68 | 1 | 58 | 1997 | 4138 | 9
2020 | 123528998 | 18496 | -2 means not applicable | Calendar 2020 | No?
No zero values
| All Check to reports |  |  |  |  | No values below 30 and > 0 ex for the above
| HDD is for the current calendar year |  |  |  |  | 1455 -2 values, of which all but 26 are in HDD < 5500
6950 >94 values of which all but 791 are in HDD < 5500
All selections are Temps 2-94
HDD65>5499 | [7 empty] | HDD > 65
Year | SumOfNWEIGHT | CountOfNWEIGHT | AvgTemphome | AvgTempgone | AvgTempnite |  |  | DIVISION | Year | SumOfNWEIGHT | CountOfNWEIGHT | AvgTemphome | AvgTempgone | AvgTempnite
1987 | 24105961 | 1798 | 69.3416 | 65.0295 | 66.0934 | 66.8215 |  | 1 | 1987 | 3485209 | 415 | 68.5596 | 64.1819 | 65.0284
1990 | 20429537 | 1336 | 69.8037 | 65.8352 | 66.4682 | 67.369 |  | 2 | 1987 | 6010611 | 348 | 69.0082 | 64.6544 | 65.7261
1993 | 37807400 | 2866 | 69.3521 | 66.4279 | 66.9364 | 67.5721 |  | 3 | 1987 | 10203164 | 544 | 69.908 | 65.7314 | 66.8797
1997 | 35410793 | 2132 | 69.7915 | 66.692 | 67.3471 | 67.9435 |  | 4 | 1987 | 2432431 | 292 | 69.4553 | 65.1759 | 66.2882
2001 | 27059578 | 1399 | 69.4408 | 66.277 | 66.9043 | 67.5407 |  | 5 | 1987 | 156532 | 7 | 68.1174 | 61.8477 | 65.7987
2005 | 30956686 | 1379 | 69.4773 | 66.1176 | 67.0447 | 67.5465 |  | 8 | 1987 | 1552772 | 157 | 68.8154 | 63.9175 | 64.4719
2009 | 35163298 | 3763 | 68.9675 | 66.1223 | 67.0081 | 67.366 |  | 9 | 1987 | 265242 | 35 | 68.1448 | 64.7128 | 66.0439
2015 | 29457399 | 1380 | 69.2161 | 66.1478 | 67.2301 | 67.5313
2020 | 27983784 | 5538 | 69.3419 | 67.0462 | 67.5582 | 67.9821
All US, All HDD
New England only | HDD65>5499 | [6 empty] | Year | SumOfNWEIGHT | CountOfNWEIGHT | AvgTemphome | AvgTempgone | AvgTempnite
Year | SumOfNWEIGHT | CountOfNWEIGHT | AvgTemphome | AvgTempgone | AvgTempnite |  |  | 1987 | 67611518 | 4635 | 70.1733 | 66.0707 | 66.8284
1987 | 3485209 | 415 | 68.5596 | 64.1819 | 65.0284 | 65.9233 |  | 1990 | 73625667 | 4068 | 70.412 | 66.7341 | 67.2407
1990 | 2069976 | 191 | 68.8281 | 64.2671 | 64.7278 | 65.941 |  | 1993 | 73455327 | 5487 | 69.7465 | 66.6459 | 67.1144
1993 | 4276200 | 486 | 68.2088 | 64.9363 | 65.269 | 66.138 |  | 1997 | 83310154 | 4794 | 70.1319 | 66.7116 | 67.4369
1997 | 4796701 | 442 | 68.4165 | 64.7902 | 65.2026 | 66.1365 |  | 2001 | 86717871 | 3927 | 70.2612 | 67.0997 | 67.6449
2001 | 2399928 | 190 | 68.8251 | 65.2817 | 65.746 | 66.6176 |  | 2005 | 92877345 | 3677 | 70.423 | 67.3977 | 68.3396
2005 | 5039485 | 367 | 68.3134 | 64.8688 | 65.5194 | 66.2339 |  | 2009 | 110086645 | 11637 | 69.7236 | 66.4138 | 67.7471
2009 | 5307202 | 906 | 67.9503 | 64.5159 | 65.4573 | 65.9745 |  | 2015 | 113070620 | 5428 | 70.0126 | 67.0663 | 68.1052
2015 | 5205686 | 233 | 68.4359 | 64.6773 | 65.7189 | 66.2774 |  | 2020 | 117738775 | 17745 | 69.9655 | 67.6646 | 68.2984
2020 | 3069926 | 1018 | 68.2215 | 65.3537 | 66.0448 | 66.54
HDD65>5499
DIVISION | Year | SumOfNWEIGHT | CountOfNWEIGHT | AvgTemphome | AvgTempgone | AvgTempnite |  | By Division, all HDD
1 | 1987 | 3485209 | 415 | 68.5596 | 64.1819 | 65.0284 |  | DIVISION | Year | SumOfNWEIGHT | CountOfNWEIGHT | AvgTemphome | AvgTempgone | AvgTempnite
2 | 1987 | 6010611 | 348 | 69.0082 | 64.6544 | 65.7261 |  | 1 | 1987 | 3911552 | 469 | 68.4566 | 64.0637 | 64.9369 | 65.8191
3 | 1987 | 10203164 | 544 | 69.908 | 65.7314 | 66.8797 |  | 2 | 1987 | 12893691 | 752 | 69.4298 | 65.954 | 66.4775 | 67.2871
4 | 1987 | 2432431 | 292 | 69.4553 | 65.1759 | 66.2882 |  | 3 | 1987 | 15066753 | 817 | 69.9502 | 66.2301 | 67.1566 | 67.779
5 | 1987 | 156532 | 7 | 68.1174 | 61.8477 | 65.7987 |  | 4 | 1987 | 6103644 | 703 | 70.3613 | 66.1116 | 66.9203 | 67.7977
8 | 1987 | 1552772 | 157 | 68.8154 | 63.9175 | 64.4719 |  | 5 | 1987 | 11051031 | 541 | 70.7908 | 66.5632 | 67.3893 | 68.2478
9 | 1987 | 265242 | 35 | 68.1448 | 64.7128 | 66.0439 |  | 6 | 1987 | 4603741 | 412 | 71.489 | 67.2128 | 67.5865 | 68.7627
[8 empty] | 7 | 1987 | 5280067 | 259 | 72.4084 | 68.0989 | 69.4909 | 69.9994
[8 empty] | 8 | 1987 | 3133650 | 324 | 69.5969 | 64.9348 | 65.5372 | 66.6896
[8 empty] | 9 | 1987 | 5567389 | 358 | 69.3898 | 64.0689 | 64.4428 | 65.9672
New England Only
Expr1 | Year | SumOfNWEIGHT | CountOfNWEIGHT | AvgTemphome | AvgTempgone | AvgTempnite |  | New England Only, all HDD
4500 | 2020 | 510145 | 100 | 68.6727 | 64.6961 | 66.6703 |  |  | Year | SumOfNWEIGHT | CountOfNWEIGHT | AvgTemphome | AvgTempgone | AvgTempnite
5000 | 2020 | 2282026 | 558 | 68.6611 | 65.2619 | 66.5257 |  |  | 1987 | 3911552 | 469 | 68.4566 | 64.0637 | 64.9369 | 65.8191 | -1.0024
5500 | 2020 | 1124372 | 253 | 68.0502 | 65.2626 | 66.3083 |  |  | 1990 | 4164060 | 376 | 68.4749 | 64.0519 | 64.7859 | 65.7709 | -1.5981
6000 | 2020 | 1005998 | 289 | 68.4101 | 65.0504 | 65.968 |  |  | 1993 | 4499155 | 509 | 68.2441 | 65.0061 | 65.3883 | 66.2129 | -1.3593
6500 | 2020 | 366341 | 181 | 67.4229 | 65.4397 | 65.2195 |  |  | 1997 | 5009433 | 460 | 68.4273 | 64.7814 | 65.2645 | 66.1577 | -1.7858
7000 | 2020 | 366356 | 167 | 68.4821 | 66.0399 | 66.1431 |  |  | 2001 | 5075483 | 375 | 68.5916 | 65.2404 | 65.6544 | 66.4955 | -1.0452
7500 | 2020 | 98129 | 63 | 69.5629 | 66.5678 | 66.6856 |  |  | 2005 | 5145449 | 373 | 68.2647 | 64.8312 | 65.4739 | 66.1899 | -1.3566
8000 | 2020 | 75361 | 49 | 68.9226 | 65.3905 | 66.1557 |  |  | 2009 | 5501016 | 936 | 67.948 | 64.4237 | 65.47 | 65.9472 | -1.4187
8500 | 2020 | 24598 | 13 | 69.0489 | 65.319 | 65.0547 |  |  | 2015 | 5616732 | 252 | 68.1801 | 64.6102 | 65.672 | 66.1541 | -1.3772
9500 | 2020 | 8771 | 3 | 67.6796 | 65.7759 | 66.1028 |  |  | 2020 | 5862097 | 1676 | 68.4319 | 65.2608 | 66.2864 | 66.6597 | -1.3224
Expr1 | Year | SumOfNWEIGHT | CountOfNWEIGHT | AvgTemphome | AvgTempgone | AvgTempnite
4000 | 1987 | 50843 | 7 | 67.5214 | 63.9179 | 61.8405 |  | US all All HDd
4500 | 1987 | 42508 | 5 | 67.1198 | 61.2358 | 59.9781 |  |  | Year | SumOfNWEIGHT | CountOfNWEIGHT | AvgTemphome | AvgTempgone | AvgTempnite
5000 | 1987 | 332992 | 42 | 67.6914 | 63.2102 | 65.0859 |  |  | 1987 | 67611518 | 4635 | 70.1733 | 66.0707 | 66.8284 | 67.6908
5500 | 1987 | 1190403 | 135 | 68.6331 | 64.1595 | 65.2229 |  |  | 1990 | 73625667 | 4068 | 70.412 | 66.7341 | 67.2407 | 68.1289
6000 | 1987 | 520746 | 59 | 67.4206 | 64.8661 | 64.9251 |  |  | 1993 | 73455327 | 5487 | 69.7465 | 66.6459 | 67.1144 | 67.8356
6500 | 1987 | 551847 | 60 | 68.7871 | 64.5524 | 65.8368 |  |  | 1997 | 83310154 | 4794 | 70.1319 | 66.7116 | 67.4369 | 68.0934
7000 | 1987 | 565175 | 72 | 69.1258 | 64.4961 | 64.4034 |  |  | 2001 | 86717871 | 3927 | 70.2612 | 67.0997 | 67.6449 | 68.3352
7500 | 1987 | 509065 | 68 | 68.539 | 62.9821 | 64.5593 |  |  | 2005 | 92877345 | 3677 | 70.423 | 67.3977 | 68.3396 | 68.7201
8000 | 1987 | 127647 | 18 | 68.6027 | 63.0835 | 64.0896 |  |  | 2009 | 110086645 | 11637 | 69.7236 | 66.4138 | 67.7471 | 67.9615
8500 | 1987 | 20326 | 3 | 71.7642 | 66.1171 | 69.3528 |  |  | 2015 | 113070620 | 5428 | 70.0126 | 67.0663 | 68.1052 | 68.3947
Expr1 | All years | SumOfNWEIGHT | CountOfNWEIGHT | AvgTemphome | AvgTempgone | AvgTempnite |  |  | 2020 | 117738775 | 17745 | 69.9655 | 67.6646 | 68.2984 | 68.6428
3500 |  | 29217 | 3 | 73.8856 | 70.946 | 72.3923
4000 |  | 98280 | 11 | 69.6831 | 66.9279 | 64.5955
4500 |  | 1663058 | 193 | 67.6631 | 63.8667 | 64.5787 |  | 1987 Average of three Temperatures by heating source (any oil for space heating)
5000 |  | 7344109 | 971 | 68.2787 | 64.7494 | 65.9091 |  |  | DIVISION | oil | other
5500 |  | 11071912 | 1285 | 68.2694 | 64.8112 | 65.8134 |  |  | 1 | 65.6236 | 66.0791
6000 |  | 8698002 | 1026 | 68.2377 | 64.9019 | 65.7071 |  |  | 2 | 67.1173 | 67.3749
6500 |  | 5893698 | 731 | 68.3033 | 64.5975 | 65.1375 |  |  | 3 | 67.3214 | 67.8287
7000 |  | 4564593 | 531 | 68.393 | 64.6713 | 64.8807 |  |  | 4 | 67.0797 | 67.836
7500 |  | 2556356 | 317 | 68.6402 | 64.1573 | 64.9202 |  |  | 5 | 66.9721 | 68.4285
8000 |  | 1677940 | 218 | 68.9489 | 64.7344 | 64.8608 |  |  | 6 | 68.0308 | 68.7854
8500 |  | 493585 | 65 | 69.2003 | 65.3251 | 64.9152 |  |  | 7 |  | 69.9994
9000 |  | 532522 | 56 | 68.1252 | 65.177 | 65.0389 |  |  | 8 | 67.3838 | 66.681
9500 |  | 136635 | 17 | 70.0612 | 67.6424 | 68.4679 |  |  | 9 | 64.295 | 66.0234
10000 |  | 25070 | 2 | 68 | 65.2166 | 65.2166 |  | Sample size for above
[9 empty] | DIVISION | oil | other
All other Divisions i.e., not New England | [8 empty] | 1 | 276 | 193
Expr1 | Year | SumOfNWEIGHT | CountOfNWEIGHT | AvgTemphome | AvgTempgone | AvgTempnite |  |  | 2 | 293 | 459
0 | 2020 | 4057663 | 344 | 72.9871 | 72.1169 | 71.9145 |  |  | 3 | 78 | 739
500 | 2020 | 6499455 | 699 | 71.2352 | 69.3628 | 69.5838 |  |  | 4 | 41 | 662
1000 | 2020 | 10557186 | 1210 | 70.4429 | 67.9262 | 68.7416 |  |  | 5 | 78 | 463
1500 | 2020 | 6387045 | 814 | 70.8687 | 68.3686 | 69.2059 |  |  | 6 | 11 | 401
2000 | 2020 | 9421624 | 1004 | 69.9234 | 66.8435 | 67.7803 |  |  | 7 |  | 259
2500 | 2020 | 7309472 | 991 | 70.4441 | 68.1693 | 69.0184 |  |  | 8 | 4 | 320
3000 | 2020 | 5760287 | 1012 | 69.9605 | 68.0145 | 68.8105 |  |  | 9 | 11 | 347
3500 | 2020 | 5259529 | 990 | 70.0704 | 67.732 | 68.5542
4000 | 2020 | 13188554 | 1888 | 69.5223 | 67.2225 | 67.9241
4500 | 2020 | 10145866 | 1481 | 69.468 | 67.2643 | 67.7747
5000 | 2020 | 8376139 | 1116 | 69.611 | 67.6057 | 68.0188
5500 | 2020 | 9415986 | 1237 | 69.6783 | 67.4239 | 67.9937
6000 | 2020 | 6130935 | 903 | 69.4625 | 67.178 | 67.5966
6500 | 2020 | 3123322 | 628 | 69.2751 | 67.1286 | 67.629
7000 | 2020 | 3165751 | 615 | 69.3013 | 66.979 | 67.3531
7500 | 2020 | 1260474 | 312 | 69.4248 | 67.3266 | 67.6464
8000 | 2020 | 817803 | 246 | 69.1876 | 67.1117 | 67.9991
8500 | 2020 | 404719 | 195 | 69.4652 | 67.5944 | 67.4225
9000 | 2020 | 227841 | 78 | 68.4732 | 67.0833 | 67.4997
9500 | 2020 | 108308 | 32 | 69.2669 | 66.9148 | 69.5681
10000 | 2020 | 66436 | 43 | 69.4794 | 68.1647 | 67.8939
10500 | 2020 | 138175 | 167 | 69.4978 | 67.5603 | 68.1487
11000 | 2020 | 7498 | 9 | 68.46 | 65.4724 | 65.6408
11500 | 2020 | 649 | 1 | 70 | 70 | 70
12000 | 2020 | 4018 | 4 | 70.7934 | 69.6317 | 70.7934
12500 | 2020 | 1825 | 2 | 72.8438 | 72.8438 | 71.9814
13500 | 2020 | 3269 | 4 | 71.5161 | 64.7926 | 66.903
14000 | 2020 | 24295 | 29 | 69.1283 | 67.4668 | 67.9508
14500 | 2020 | 8533 | 11 | 69.0332 | 66.9445 | 66.8727
15000 | 2020 | 1309 | 1 | 70 | 65 | 65
17000 | 2020 | 2712 | 3 | 73.2876 | 70.115 | 70.6401
Expr1 | Year | SumOfNWEIGHT | CountOfNWEIGHT | AvgTemphome | AvgTempgone | AvgTempnite
0 | 1987 | 839749 | 35 | 71.8421 | 68.2595 | 69.7048
500 | 1987 | 1071853 | 41 | 73.3001 | 69.3722 | 70.366
1000 | 1987 | 2732506 | 153 | 71.2601 | 67.217 | 68.3313
1500 | 1987 | 2369950 | 132 | 71.7323 | 67.557 | 68.2262
2000 | 1987 | 3008533 | 172 | 71.3256 | 67.193 | 68.3609
2500 | 1987 | 2519204 | 170 | 70.9595 | 66.9427 | 67.5044
3000 | 1987 | 3358628 | 235 | 71.7303 | 66.2966 | 66.8633
3500 | 1987 | 3617376 | 234 | 70.1461 | 66.8559 | 67.2024
4000 | 1987 | 4385934 | 361 | 70.4199 | 65.7069 | 66.168
4500 | 1987 | 9494505 | 602 | 70.2405 | 66.7022 | 67.0304
5000 | 1987 | 9680976 | 648 | 69.907 | 66.1497 | 66.6644
5500 | 1987 | 8131541 | 518 | 69.8787 | 66.198 | 67.1743
6000 | 1987 | 6368970 | 407 | 69.1078 | 65.2004 | 65.7766
6500 | 1987 | 3491421 | 213 | 69.5239 | 63.8357 | 65.6252
7000 | 1987 | 1247880 | 89 | 69.6674 | 64.1805 | 65.7387
7500 | 1987 | 710783 | 76 | 68.8538 | 63.1737 | 65.5803
8000 | 1987 | 319369 | 35 | 68.4106 | 62.0382 | 64.1605
8500 | 1987 | 125607 | 13 | 67.0251 | 63.974 | 66.0262
9000 | 1987 | 119477 | 17 | 68.2845 | 63.7751 | 65.4594
9500 | 1987 | 45319 | 7 | 66.5786 | 66.0969 | 66.5786
10000 | 1987 | 43838 | 6 | 70.001 | 66.5504 | 67.1638
10500 | 1987 | 10072 | 1 | 67 | 67 | 67
11500 | 1987 | 6475 | 1 | 67 | 67 | 67
Expr1 | All years | SumOfNWEIGHT | CountOfNWEIGHT | AvgTemphome | AvgTempgone | AvgTempnite
0 |  | 19996374 | 1174 | 72.9138 | 71.2718 | 71.5014
500 |  | 28906085 | 2109 | 71.3491 | 68.5448 | 69.3162
1000 |  | 55475104 | 4032 | 70.8903 | 67.748 | 69.0608
1500 |  | 39802333 | 2730 | 70.8409 | 66.9756 | 68.305
2000 |  | 48480058 | 3339 | 70.6449 | 67.2308 | 68.1822
2500 |  | 42966792 | 3114 | 70.5341 | 66.7331 | 67.7308
3000 |  | 43486650 | 3270 | 70.7672 | 67.4897 | 68.2247
3500 |  | 40743238 | 3147 | 70.4056 | 67.261 | 68.0642
4000 |  | 67522797 | 5055 | 70.0351 | 67.1377 | 67.697
4500 |  | 83574855 | 5874 | 69.7762 | 66.8575 | 67.383
5000 |  | 70030536 | 4785 | 69.6108 | 66.4534 | 67.2454
5500 |  | 78628482 | 5081 | 69.7571 | 66.7571 | 67.4988
6000 |  | 54682110 | 3721 | 69.6004 | 66.6586 | 67.3841
6500 |  | 42150375 | 2960 | 69.5396 | 66.269 | 67.2717
7000 |  | 24096000 | 1940 | 69.2889 | 65.7462 | 66.4664
7500 |  | 16685072 | 1400 | 69.3202 | 66.2502 | 66.9312
8000 |  | 8557244 | 892 | 69.1877 | 66.2873 | 66.7145
8500 |  | 3967679 | 538 | 69.1986 | 66.1989 | 66.9128
9000 |  | 1420359 | 231 | 68.962 | 65.2416 | 66.3054
9500 |  | 729940 | 112 | 68.8386 | 66.2793 | 67.3002
10000 |  | 821776 | 143 | 69.1697 | 66.0769 | 67.2155
10500 |  | 384882 | 193 | 69.354 | 66.5314 | 66.9722
11000 |  | 220379 | 36 | 69.5435 | 66.4929 | 67.2226
11500 |  | 173556 | 23 | 70.4298 | 65.6098 | 67.7843
12000 |  | 95232 | 14 | 71.2617 | 65.3107 | 68.915
12500 |  | 55777 | 9 | 65.8985 | 62.3005 | 63.5023
13500 |  | 18411 | 6 | 69.0145 | 67.8207 | 68.1954
14000 |  | 24295 | 29 | 69.1283 | 67.4668 | 67.9508
14500 |  | 8533 | 11 | 69.0332 | 66.9445 | 66.8727
15000 |  | 1309 | 1 | 70 | 65 | 65
17000 |  | 2712 | 3 | 73.2876 | 70.115 | 70.6401

## Reports v PUMS
MAIN CALIBRATION ISSUES -- MIXED CLIMATE ZONE CONCEPTS
|  | With First Cut Midpoints |  |  |  | Recalibrated midpoints (<=63 tweaked) | [8 empty] | Differences from first cut midpoints |  |  |  | Differences from recalibrated midpoints | [5 empty] | From Reports, using calibrated midpoint |  |  |  |  | From PUMS |  |  |  | Differences from recalibrated midpoints
Year | Cold Climate Averages Compiled from Reports | Home | Gone | Nite | All | Home | Gone | Nite | All | HDD>5499 from PUMS | Home | Gone | Nite | Avg | Home | Gone | Nite | Avg/All | Home | Gone | Nite | Avg/All |  |  | Home | Gone | Nite | All |  | Home | Gone | Nite | Average | Home | Gone | Nite | Avg/All
1981 | Weighted Average across 3 housing square footage ranges with HDD>5499 | 68.4593 | 65.306 | 65.7928 | 66.5194 | 68.3637 | 64.8804 | 65.4396 | 66.2279 | HDD>5499 from PUMS | [12 empty] | 1981 | US from reports | 68.7901 | 65.0889 | 65.5962 | 66.4918 | US from PUMS
1982 | Weighted Average across 3 housing square footage ranges with HDD>5499 | 68.5894 | 65.2408 | 65.7392 | 66.5231 | 68.5004 | 64.7896 | 65.377 | 66.2223 | HDD>5499 from PUMS | [12 empty] | 1982 | US from reports | 69.1892 | 65.2667 | 65.7012 | 66.7191 | US from PUMS
1984 | Weighted Average across 3 housing square footage ranges with HDD>5499 | 69.0129 | 65.439 | 65.9602 | 66.804 | 68.938 | 64.9884 | 65.5951 | 66.5072 | HDD>5499 from PUMS | [12 empty] | 1984 | US from reports | 69.2458 | 65.2348 | 66.007 | 66.8292 | US from PUMS
1987 | Weighted Average across 3 housing square footage ranges with HDD>5499 | 69.1947 | 65.4175 | 66.0803 | 66.8975 | 69.1302 | 64.9823 | 65.7299 | 66.6141 | HDD>5499 from PUMS | 69.3416 | 65.0295 | 66.0934 | 66.8215 | 0.14689 | -0.38801 | 0.013131 | -0.075996 | 0.21146 | 0.047153 | 0.36355 | 0.20739 | 1987 | US from reports | 69.9684 | 66.1205 | 66.7306 | 67.6065 | US from PUMS | 70.1733 | 66.0707 | 66.8284 | 67.6908 | 0.20492 | -0.049764 | 0.097824 | 0.084326
1990 | Weighted Average across 3 housing square footage ranges with HDD>5499 | 69.7904 | 66.2338 | 66.6986 | 67.5743 | 69.753 | 65.8813 | 66.4181 | 67.3508 | HDD>5499 from PUMS | 69.8037 | 65.8352 | 66.4682 | 67.369 | 0.013283 | -0.39858 | -0.2304 | -0.20523 | 0.050767 | -0.046136 | 0.050078 | 0.018237 | 1990 | US from reports | 70.3065 | 66.7877 | 67.2653 | 68.1198 | US from PUMS | 70.412 | 66.7341 | 67.2407 | 68.1289 | 0.10555 | -0.053665 | -0.024562 | 0.0091091
1993 | Weighted average accross HDD>5499 and <7000 and HDD >7000 | 69.3445 | 66.7002 | 67.1251 | 67.7233 | 69.2945 | 66.4026 | 66.8863 | 67.5278 | HDD>5499 from PUMS | 69.3521 | 66.4279 | 66.9364 | 67.5721 | 0.0076014 | -0.27229 | -0.1887 | -0.15113 | 0.057581 | 0.025288 | 0.05015 | 0.044339 | 1993 | US from reports | 69.7026 | 66.6442 | 67.1027 | 67.8165 | US from PUMS | 69.7465 | 66.6459 | 67.1144 | 67.8356 | 0.043883 | 0.0016981 | 0.011703 | 0.019095
1997 | Weighted average accross HDD>5499 and <7000 and HDD >7000 | 69.6484 | 66.8694 | 67.3683 | 67.962 | 69.5972 | 66.5781 | 67.1323 | 67.7692 | HDD>5499 from PUMS | 69.7915 | 66.692 | 67.3471 | 67.9435 | 0.14306 | -0.17738 | -0.021203 | -0.018508 | 0.19423 | 0.1139 | 0.2148 | 0.17431 | 1997 | US from reports | 70.0688 | 66.7417 | 67.4093 | 68.0733 | US from PUMS | 70.1319 | 66.7116 | 67.4369 | 68.0934 | 0.0631 | -0.030091 | 0.02754 | 0.020183
2001 | Weighted average accross HDD>5499 and <7000 and HDD >7000 | 69.4193 | 66.7742 | 67.1753 | 67.8042 | 69.3493 | 66.4959 | 66.9362 | 67.6096 | HDD>5499 from PUMS | 69.4408 | 66.277 | 66.9043 | 67.5407 | 0.021489 | -0.49719 | -0.27103 | -0.26355 | 0.091461 | -0.21889 | -0.031948 | -0.068925 | 2001 | US from reports | 70.1172 | 67.1688 | 67.6316 | 68.3553 | US from PUMS | 70.2612 | 67.0997 | 67.6449 | 68.3352 | 0.14399 | -0.069172 | 0.013287 | -0.020075
2005 | Weighted average accross HDD>5499 and <7000 and HDD >7000 | 69.4916 | 66.4858 | 67.236 | 67.7458 | 69.4335 | 66.1497 | 67.0059 | 67.5385 | HDD>5499 from PUMS | 69.4773 | 66.1176 | 67.0447 | 67.5465 | -0.0143 | -0.36817 | -0.1913 | -0.19924 | 0.0438 | -0.032092 | 0.03876 | 0.0080725 | 2005 | US from reports | 70.3936 | 67.4971 | 68.3639 | 68.7879 | US from PUMS | 70.423 | 67.3977 | 68.3396 | 68.7201 | 0.029466 | -0.099454 | -0.024327 | -0.067757
2009 | Very Cold/Cold Climate Zone | 68.9948 | 66.491 | 67.1289 | 67.5379 | 68.9109 | 66.1618 | 66.8709 | 67.3141 | HDD>5499 from PUMS | 68.9675 | 66.1223 | 67.0081 | 67.366 | -0.02735 | -0.36868 | -0.12077 | -0.17191 | 0.056629 | -0.03948 | 0.13722 | 0.051838 | 2009 | US from reports | 69.6315 | 66.6342 | 67.6794 | 67.9808 | US from PUMS | 69.7236 | 66.4138 | 67.7471 | 67.9615 | 0.09207 | -0.22043 | 0.067757 | -0.019293
2015 | Very Cold/Cold Climate Zone | 69.2118 | 66.4329 | 67.3146 | 67.6528 | 69.1475 | 66.1362 | 67.0948 | 67.4592 | HDD>5499 from PUMS | 69.2161 | 66.1478 | 67.2301 | 67.5313 | 0.0043209 | -0.28516 | -0.084448 | -0.1215 | 0.068556 | 0.011548 | 0.13527 | 0.072077 | 2015 | US from reports | 69.9312 | 67.0348 | 67.9544 | 68.3067 | US from PUMS | 70.0126 | 67.0663 | 68.1052 | 68.3947 | 0.081401 | 0.031463 | 0.15076 | 0.087979
2020 | Very Cold/Cold Climate Zone | 69.3883 | 67.1868 | 67.6393 | 68.0715 | 69.3395 | 66.9547 | 67.4424 | 67.9122 | HDD>5499 from PUMS | 69.3419 | 67.0462 | 67.5582 | 67.9821 | -0.046403 | -0.1406 | -0.081015 | -0.089375 | 0.0024163 | 0.091516 | 0.11584 | 0.069888 | 2020 | US from reports | 69.9458 | 67.6341 | 68.2053 | 68.595 | US from PUMS | 69.9655 | 67.6646 | 68.2984 | 68.6428 | 0.01971 | 0.030481 | 0.093072 | 0.047782
Selection for final chart presented in post
|  | <=63 | 64-66 | 67-69 | 70 | 71-73 | 74+ | 71+ |  |  | Cold/Very Cold Climate | US as a whole
| Bin Midpoints, First Cut | 60 | 65 | 68 | 70 | 72 | 76 | 74 |  | 1981 | 66.2279 | 66.4918
| Recalibration | 58.7 | 65 | 68 | 70 | 72 | 76 | 74 |  | 1982 | 66.2223 | 66.7191
| Note: Midpoint recalibration results in 1987 and 1990 difference netting to zero for gone -- the two years where have same methodology as for earlier 80s | [8 empty] | 1984 | 66.5072 | 66.8292
[10 empty] | 1987 | 66.6141 | 67.6065
[10 empty] | 1990 | 67.3508 | 68.1198
[10 empty] | 1993 | 67.5278 | 67.8165
[10 empty] | 1997 | 67.7692 | 68.0733
[10 empty] | 2001 | 67.6096 | 68.3553
[10 empty] | 2005 | 67.5385 | 68.7879
[10 empty] | 2009 | 67.3141 | 67.9808
[10 empty] | 2015 | 67.4592 | 68.3067
[10 empty] | 2020 | 67.9122 | 68.595

## Massachusetts Comparison
2008 Residential Appliance Survey
https://ma-eeac.org/wp-content/uploads/11_MA-Residential-Appliance-Saturation-Survey_Vol_1.pdf
Mean thermostat setting from Table 7, page 83
| Early a.m. (6-9am) | 64.4 | 3 | 193.2
| Morning (9-1pm) | 63.5 | 4 | 254
| Afternoon (1-5pm) | 63.7 | 4 | 254.8 |  | Average Thermostat Settings
| Evening(5-7pm) | 65.8 | 2 | 131.6 |  | MA-- 2008 RAAS | 63.6083 | 2008 RAAS
| Night (7pm-6am) | 63 | 11 | 693 |  | MA -- 2020 Baselineetting | 66.1 | 2020 Baseline
| Mail Survey |  | 24 | 1526.6 | 63.6083 | MA | 66.3 | 2009 RECS
| Response rate is 22% -- self selecting more energy conscious? |  |  |  |  | New England | 66.2 | 2009 RECS
| Total responses 2,667 |  |  |  |  | Northeast | 67 | 2009 RECS
| 118 onsite verification, no adjustment of thermostat settings |  |  |  |  | US | 68 | 2009 RECS
[6 empty] | New England | 66.7 | 2020 RECS
2009 RECS
https://www.eia.gov/consumption/residential/methodology/2009/pdf/techdoc-summary010413.pdf
18,856 selected, 79% response rate
Survey conducted in person in home
2009 responses for MA in Home
| DH | 67.7855
| DNH | 64.3527
| N | 65.4446
| Average | 65.8609
2020 Baseline Study
https://ma-eeac.org/wp-content/uploads/RES-1-Residential-Baseline-Study-Ph4-Comprehensive-Report-2020-04-02.pdf
Figure 2-40 and following
Average set points around 66-67
Average logged temperatures around 67 over all hours of the day
Large survey, some onsite
Figure 2.1
| Programmable | 2187 | 66.3 | 144998.1
| Standard | 1267 | 66.1 | 83748.7
| Smart | 703 | 65.8 | 46257.4
|  | 4157 | 198.2 | 275004.2 | 66.1545
Rersponse Rates
| Rass, page 8-9, mail; follow up only to complete strata | 22% | Survey sent in October 2008
| Baseline Original, page A-2 | 3.4% | https://ma-eeac.org/wp-content/uploads/RES-1-FINAL-Comprehensive-Report-2018-07-27.pdf
| 2018 add on | 4.7% | https://ma-eeac.org/wp-content/uploads/RES-1-Residential-Baseline-Study-Comprehensive-Report-2019-04-30.pdf
| 2019 Add-0on | 6.3% | https://ma-eeac.org/wp-content/uploads/RES-1-Residential-Baseline-Study-Ph4-Comprehensive-Report-2020-04-02.pdf

## American Energy Consumer
American Energy Consumer Table 3-13
Indoor Temperature Control and Preference in Wiinter, by Heating Degree Days, 1973 (percent of households)
Winter indoor temperature characteristics | All Households | <3500 HDD | 3500-5499 HDD | 5500+HDD
All households | 100 | 100 | 100 | 100
With thermostat or valve | 81 | 70 | 86 | 87
Temperature during day
Under 70 | 12 | 12 | 14 | 10
70-72 | 52 | 51 | 51 | 56
73 or higher | 33 | 34 | 33 | 33
Don't know | 2 | 4 | 2 | 2
Temperature at night
Under 70 | 45 | 51 | 49 | 38
70-72 | 35 | 30 | 33 | 41
73 or higher | 16 | 13 | 15 | 19
Don't know | 4 | 7 | 3 | 2

## Behavior Change
1979 Survey
"Second" residential consumption survey: NO THERMOSTAT QUESTION
April 1979 through March 1980
Most interveiws Fall 1979
Earlier was: National Interim Energy Consumption Survey (NIECS) covering the preceding 12 months. NIECS was a pre-test for RECS so apparently same questions
For the year ending March 1980,
Fuel oil prices rose nearly five times the rate of inflation, forcing expenditures up significantly for those households that continued to use fuel oil as their main source of heat. Many households, however, switched away from fuel oil during the year, primarily into wood or natural gas
85 % RESPONSE TO INTERVIEW, 90.6 WITH INTERVIEW
Conservation Tables 57 to 62
Includes index of prior four surveys
questions on temperature maintained in the house were first included with the 1981 RECS;
This was included earlier, but this is not temperature setting
Adjustment to thermostat control does not mean down-regulation! This was asked in RECS 1980 and 1981
BUT TEMPERATURE SETTING WAS NOT ASKED UNTIL RECS 1981
NO THERMOSTAT SETTING QUESTION -- addition of items above the only conservation question

## Space heating computations
| HHs | HHswHeat | DOL Space Heating | DoL Sh/hhswheat
US Total | 123529025.0031 | 117114555.5319 | 60782605036.8241 | 519.0013 | 519 |  |  | Fuel oil prices |  |  |  | RECS pums DATA
Division | HHs | HHswHeat | DOLSPH | PerHH
East North Central | 18546912.0005 | 18343941.7291 | 12145066059.6217 | 662.075 | 662
East South Central | 7380717.0009 | 7278965.5762 | 3570318568.3227 | 490.4981 | 490
Middle Atlantic | 16043503.0003 | 15869477.8195 | 11353668741.1639 | 715.4406 | 715
Mountain North | 4615844.0001 | 4573815.4513 | 2084474148.8668 | 455.7408 | 456
Mountain South | 4602070 | 4284609.3759 | 1169455539.7012 | 272.9433 | 273
New England | 5876166.0001 | 5799313.4687 | 5310585204.7628 | 915.7265 | 914
Pacific | 18505643.0004 | 16233458.234 | 5670727160.2725 | 349.3234 | 349
South Atlantic | 24843261.0004 | 22294184.2361 | 9604992614.7056 | 430.8295 | 431
West North Central | 8495815.0001 | 8442055.2846 | 5115853558.3647 | 605.9962 | 606
West South Central | 14619094.0003 | 13994734.3567 | 4757463441.0424 | 339.9467 | 340
state_name | state_postal | HHs | HHswHeat | DOLSPH | PerHH | HHs | AvgTempAll | AvgTemphome | AvgTempgone | AvgTempnite | DOLperMMBTU | AvgHDD
Alabama | AL | 1900406.0002 | 1864078.6562 | 892132553.1251 | 478.5917 | 1879804.2487 | 69.7738 | 70.7113 | 68.8865 | 69.7236 | 24.988 | 2101.9991
Alaska | AK | 257193 | 250536.2962 | 314108467.1206 | 1253.7444 | 254534.7339 | 68.0212 | 69.2737 | 67.0403 | 67.7496 | 15.4645 | 10947.8103
Arizona | AZ | 2675608 | 2414479.9746 | 555743238.3471 | 230.171 | 2419621.2201 | 70.4018 | 71.6745 | 69.476 | 70.055 | 22.5107 | 1396.3764
Arkansas | AR | 1143632 | 1107850.3008 | 624367931.3675 | 563.5851 | 1120735.3999 | 69.263 | 70.8096 | 68.41 | 68.5694 | 18.4897 | 3153.6398
California | CA | 13180886.0003 | 11507373.0316 | 3110588236.4536 | 270.3126 | 11571255.145 | 67.0797 | 69.3619 | 65.5547 | 66.3225 | 18.2985 | 1653.7675
Colorado | CO | 2259861 | 2233221.2534 | 906645164.4502 | 405.9809 | 2239538.8025 | 67.5562 | 69.1801 | 66.4525 | 67.0361 | 8.7915 | 5776.5926
Connecticut | CT | 1381897 | 1381897 | 1330641609.0699 | 962.9094 | 1381897 | 66.6177 | 68.3332 | 65.2165 | 66.3034 | 18.7097 | 5188.9314
Delaware | DE | 380454 | 377744.0772 | 223883151.9171 | 592.6847 | 377744.0772 | 68.4014 | 69.6161 | 67.6368 | 67.9514 | 19.6183 | 4052.6145
District of Columbia | DC | 316453 | 310071.7723 | 99433482.2867 | 320.6789 | 310071.7723 | 69.6047 | 71.149 | 68.4633 | 69.2019 | 16.2653 | 3638.7701
Florida | FL | 8062164.0001 | 5799911.2305 | 1076321793.3294 | 185.5756 | 5799911.2305 | 71.7647 | 72.428 | 71.3637 | 71.5024 | 32.4792 | 405.2665
Georgia | GA | 3881405.0001 | 3824068.1753 | 1959502839.6191 | 512.4132 | 3824068.1753 | 69.6492 | 70.7252 | 68.701 | 69.5214 | 20.7692 | 2260.4049
Hawaii | HI | 474378 | 24683.2402 | 2446478.9704 | 99.115 | 27432.42 | 71.7614 | 73.6269 | 71.4728 | 70.1845 | 76.4002 | 6.7375
Idaho | ID | 656511 | 645705.6178 | 307665828.7794 | 476.48 | 656511 | 67.5217 | 69.2601 | 66.7324 | 66.5727 | 11.1479 | 6048.1554
Illinois | IL | 4900521.0001 | 4836246.6246 | 2930756454.0791 | 605.9981 | 4857743.5942 | 68.9883 | 70.2793 | 68.0065 | 68.679 | 10.2673 | 5595.1247
Indiana | IN | 2599597 | 2580692.5038 | 1820632526.6604 | 705.4822 | 2589169.8892 | 69.1471 | 69.9975 | 68.496 | 68.9477 | 13.6926 | 5186.0985
Iowa | IA | 1281948 | 1278464.169 | 764609108.0184 | 598.0685 | 1281948 | 68.9899 | 69.8988 | 68.3983 | 68.6725 | 10.5921 | 6526.9478
Kansas | KS | 1127072 | 1127072 | 603852771.4644 | 535.7712 | 1127072 | 69.0507 | 69.775 | 68.4046 | 68.9723 | 12.3309 | 4707.2675
Kentucky | KY | 1738263.0003 | 1701320.175 | 969547355.2981 | 569.8794 | 1728230.5933 | 69.254 | 70.2003 | 68.4869 | 69.0747 | 18.2077 | 4088.4564
Louisiana | LA | 1727226 | 1658276.4915 | 404433668.5076 | 243.888 | 1675698.1223 | 69.3631 | 70.4551 | 68.3813 | 69.253 | 19.0616 | 1221.7236
Maine | ME | 564535 | 544086.6922 | 515557535.7302 | 947.5651 | 564535 | 66.8901 | 68.5131 | 65.8506 | 66.3067 | 18.293 | 7059.7111
Maryland | MD | 2281335 | 2238150.4151 | 1409815435.0693 | 629.902 | 2238150.4151 | 69.2502 | 70.4938 | 68.1562 | 69.1006 | 18.8502 | 3958.0431
Massachusetts | MA | 2713778 | 2690605.1726 | 2319564231.2623 | 862.0976 | 2703455.0696 | 66.6754 | 68.5407 | 65.0437 | 66.4419 | 18.0219 | 5628.2988
Michigan | MI | 3918917.0001 | 3893478.712 | 2792025352.3025 | 717.103 | 3918917.0001 | 68.4417 | 69.7196 | 67.466 | 68.1395 | 10.6824 | 6385.2775
Minnesota | MN | 2229783 | 2223863.7146 | 1438905232.6393 | 647.0294 | 2229783 | 68.2056 | 69.5031 | 67.3824 | 67.7313 | 10.9031 | 7737.2211
Mississippi | MS | 1084534.0001 | 1079787.5683 | 482108464.699 | 446.4845 | 1079787.5683 | 69.6086 | 70.6375 | 69.0364 | 69.1518 | 20.291 | 1881.0285
Missouri | MO | 2429813.0001 | 2414469.9629 | 1514353802.3666 | 627.1993 | 2414469.9629 | 68.7617 | 69.9002 | 67.8643 | 68.5206 | 13.8921 | 4507.4789
Montana | MT | 433329 | 430908.6966 | 223190392.4325 | 517.9529 | 433329 | 67.2235 | 68.7353 | 66.1487 | 66.7864 | 11.038 | 7308.8643
Nebraska | NE | 765201 | 751852.0352 | 397075097.775 | 528.1293 | 760191.0997 | 69.4358 | 70.7073 | 68.5295 | 69.0705 | 11.671 | 6051.4879
Nevada | NV | 1139409 | 1101297.342 | 321684137.1716 | 292.0956 | 1101297.342 | 69.2982 | 71.0015 | 68.1029 | 68.7902 | 13.7032 | 2863.9708
New Hampshire | NH | 538443 | 515176.1308 | 508359729.5254 | 986.7688 | 538443 | 66.5904 | 68.3374 | 65.6393 | 65.7944 | 18.5012 | 6550.5618
New Jersey | NJ | 3393983.0001 | 3377003.4662 | 1942359117.3923 | 575.1724 | 3377003.4662 | 67.8108 | 69.1704 | 66.5318 | 67.7303 | 10.9272 | 4516.3888
New Mexico | NM | 787053 | 768832.0592 | 292028164.1825 | 379.8335 | 787053 | 68.1699 | 70.2452 | 66.2356 | 68.0289 | 10.788 | 4097.0059
New York | NY | 7521120.0002 | 7388764.5867 | 5621505629.5806 | 760.8181 | 7438707.972 | 67.6741 | 68.9452 | 66.7227 | 67.3544 | 17.6906 | 5117.0367
North Carolina | NC | 4012739.0001 | 3930996.9926 | 1822161059.4852 | 463.5366 | 3970133.7674 | 68.9564 | 69.8243 | 68.2943 | 68.7505 | 20.8204 | 2843.2029
North Dakota | ND | 315573 | 310448.1227 | 206524226.3032 | 665.2455 | 312445.4235 | 68.397 | 69.4487 | 67.7201 | 68.0222 | 11.8313 | 8601.1645
Ohio | OH | 4739001.0002 | 4686619.6791 | 3271288775.702 | 698.006 | 4715436.4686 | 69.0687 | 69.8526 | 68.5184 | 68.8352 | 13.3241 | 5223.1566
Oklahoma | OK | 1492833 | 1428515.6318 | 692979934.5003 | 485.1049 | 1443913.6375 | 69.3507 | 70.2894 | 68.5893 | 69.1734 | 14.5143 | 3264.6614
Oregon | OR | 1654154 | 1593301.9527 | 764389098.8389 | 479.7516 | 1627528.4535 | 66.1942 | 68.5491 | 64.9462 | 65.0875 | 16.6786 | 4636.7438
Pennsylvania | PA | 5128400.0001 | 5103709.7665 | 3789803994.191 | 742.5587 | 5120497.3618 | 68.144 | 69.3866 | 67.26 | 67.7855 | 15.6935 | 5140.3595
Rhode Island | RI | 418689 | 415085.2488 | 395768044.9759 | 953.4621 | 416770.5337 | 66.719 | 68.2622 | 65.5326 | 66.3622 | 16.3826 | 5287.3798
South Carolina | SC | 1970536 | 1932776.2158 | 783196630.2499 | 405.2185 | 1932776.2158 | 69.5012 | 70.3969 | 68.7095 | 69.3971 | 23.3952 | 2153.5384
South Dakota | SD | 346425 | 335885.2802 | 190533319.7977 | 567.2571 | 339455.6962 | 69.1248 | 70.0601 | 68.2564 | 69.0579 | 11.8372 | 7231.0365
Tennessee | TN | 2657514.0003 | 2633779.1766 | 1226530195.2006 | 465.6921 | 2642793.9672 | 69.0707 | 70.0059 | 68.2918 | 68.9145 | 17.2514 | 3369.0523
Texas | TX | 10255403.0003 | 9800091.9326 | 3035681906.667 | 309.7606 | 9816916.7909 | 69.9853 | 71.1626 | 68.9431 | 69.8503 | 18.9568 | 1521.5979
Utah | UT | 1039997 | 1039997 | 479457656.4121 | 461.0183 | 1039997 | 68.594 | 70.2463 | 67.7234 | 67.8125 | 10.897 | 5368.3681
Vermont | VT | 258824 | 252463.2242 | 240694054.1992 | 953.3826 | 256990.5143 | 66.2629 | 68.1123 | 65.253 | 65.4235 | 18.2431 | 7276.6705
Virginia | VA | 3242014.0001 | 3192480.7952 | 1715944789.2752 | 537.4957 | 3234488.521 | 68.9975 | 70.1443 | 68.0156 | 68.8326 | 19.1729 | 3623.5146
Washington | WA | 2939032.0001 | 2857563.7134 | 1479194878.889 | 517.642 | 2869052.7118 | 66.4242 | 68.5248 | 65.2186 | 65.5292 | 17.2715 | 4793.2243
West Virginia | WV | 696161 | 687984.5622 | 514733433.4738 | 748.1758 | 692224.8629 | 68.7746 | 69.919 | 67.8972 | 68.5075 | 17.6664 | 4751.188
Wisconsin | WI | 2388876 | 2346904.2096 | 1330362950.8776 | 566.8586 | 2373116.3302 | 67.7645 | 69.0433 | 66.9809 | 67.2694 | 10.3022 | 7198.1343
Wyoming | WY | 226146 | 223982.8836 | 167515106.7926 | 747.8924 | 226146 | 67.6944 | 68.959 | 66.7502 | 67.3738 | 12.4079 | 7464.68

## Bedford Degree Days
Description: | Fahrenheit-based heating degree days with base temperatures at and around 44 F
Source: | www.degreedays.net
Accuracy: | Estimates were made to account for missing data: the "% Estimated" column shows how much each figure was affected (0% is best, 100% is worst)
Station: | Bedford, MA, US (71.29W,42.47N)
Station ID: | KBED
| (Column titles show the base temperature in Fahrenheit) | [5 empty] | 45156.2 | 48630.6 | 52243 | 55993.4 | 59885.9 | 63921.5 | 68098.6 | 72421.2 | 76878.8 | 81472.1 | 86200.1 | 91074.8 | 96084 | 101241.2 | 106544.9 | 111986.4 | 117561.8 | 123276.7 | 129137.4 | 135147.2 | 141308 | 147618.7 | 154069.3 | 160665.2 | 167391.5 | 174257 | 181251.1 | 188383.6
Month starting | HDD 38 | HDD 39 | HDD 40 | HDD 41 | HDD 42 | HDD 43 | HDD 44 | HDD 45 | HDD 46 | HDD 47 | HDD 48 | HDD 49 | HDD 50 | HDD 51 | HDD 52 | HDD 53 | HDD 54 | HDD 55 | HDD 56 | HDD 57 | HDD 58 | HDD 59 | HDD 60 | HDD 61 | HDD 62 | HDD 63 | HDD 64 | HDD 65 | HDD 66 | HDD 67 | HDD 68 | HDD 69 | HDD 70 | HDD 71 | % Estimated
2000-01-01 | 481.6 | 506.8 | 532.4 | 558.6 | 585.2 | 612.4 | 640.4 | 668.6 | 697.3 | 726 | 755 | 784 | 813.3 | 842.7 | 872.3 | 902.2 | 932.2 | 962.4 | 992.9 | 1023.5 | 1054 | 1084.7 | 1115.3 | 1146 | 1176.9 | 1207.9 | 1238.9 | 1269.9 | 1300.9 | 1331.9 | 1362.9 | 1393.9 | 1424.9 | 1455.9 | 0.2
2000-02-01 | 243.3 | 266.3 | 290 | 314.4 | 339.3 | 364.7 | 390.3 | 417 | 443.7 | 471.1 | 498.4 | 526 | 553.8 | 581.7 | 609.7 | 637.6 | 665.9 | 694.5 | 723.1 | 751.7 | 780.5 | 809.1 | 837.9 | 866.9 | 895.9 | 924.9 | 953.9 | 982.9 | 1011.9 | 1040.9 | 1069.9 | 1098.9 | 1127.9 | 1156.9 | 0.3
2000-03-01 | 81 | 94.7 | 110.1 | 126.7 | 143.7 | 161.5 | 180 | 199.9 | 220.7 | 242 | 264.3 | 287.4 | 311.7 | 336.8 | 362.5 | 389 | 415.9 | 443 | 470.9 | 499.1 | 527.4 | 556.4 | 585.4 | 614.8 | 644.5 | 674.5 | 704.8 | 735.1 | 765.4 | 796.1 | 826.7 | 857.4 | 888 | 918.8 | 0.1
2000-04-01 | 17.4 | 22.6 | 28.3 | 35.9 | 44.5 | 56 | 68.6 | 82.9 | 99 | 116.7 | 135.5 | 155.4 | 176.5 | 198.3 | 220.8 | 244.1 | 267.4 | 291.4 | 315.8 | 341 | 366.9 | 393.2 | 420 | 447.4 | 475.6 | 504 | 532.5 | 561.3 | 590.1 | 619.1 | 648.2 | 677.4 | 707 | 736.6 | 0.07
2000-05-01 | 1.9 | 2.6 | 3.5 | 4.6 | 5.9 | 7.5 | 10.1 | 13 | 16.6 | 21.2 | 27.3 | 33.8 | 41.9 | 52.3 | 63.8 | 76 | 89.9 | 104.6 | 120.3 | 136.9 | 154.9 | 173.5 | 193.5 | 214.9 | 237.2 | 260.3 | 285.3 | 310.7 | 336.7 | 362.8 | 389.8 | 417.1 | 445.1 | 473.3 | 0.2
2000-06-01 | 0 | 0 | 0 | 0 | 0 | 0 | 0.1 | 0.2 | 0.7 | 1.6 | 2.6 | 3.8 | 5 | 7 | 9.7 | 14 | 18.8 | 24.4 | 30.3 | 37.1 | 44.7 | 52.8 | 62.1 | 71.7 | 82.7 | 94.2 | 107.2 | 122.3 | 138.1 | 154.7 | 172.7 | 191 | 210.1 | 230.3 | 0.5
2000-07-01 | 0 | 0 | 0 | 0 | 0 | 0 | 0 | 0 | 0 | 0 | 0 | 0 | 0 | 0 | 0.5 | 1.2 | 2.4 | 3.9 | 6 | 8.6 | 11.6 | 15.2 | 19.5 | 24.8 | 31.6 | 40 | 49.5 | 61.3 | 74.5 | 89.2 | 105.1 | 122.6 | 141.2 | 160.7 | 0.1
2000-08-01 | 0 | 0 | 0 | 0 | 0 | 0 | 0 | 0 | 0 | 0 | 0.1 | 0.3 | 0.6 | 1.3 | 2.3 | 3.5 | 4.7 | 6.6 | 8.9 | 11.7 | 14.8 | 19 | 23.8 | 29.1 | 36.2 | 44.8 | 55.1 | 67.6 | 80.9 | 95.5 | 111.3 | 128.4 | 147 | 166.2 | 5
2000-09-01 | 3.6 | 4.5 | 5.6 | 6.8 | 8 | 9.3 | 11.1 | 13.4 | 16 | 19.1 | 22.2 | 26.8 | 31.6 | 37.8 | 44.7 | 52.2 | 60.7 | 69.8 | 80.1 | 90.8 | 102.2 | 113.9 | 126.8 | 140.3 | 154.6 | 170.3 | 186.9 | 205 | 224.7 | 245.2 | 267.3 | 289.9 | 313.3 | 337.2 | 0.03
2000-10-01 | 13.8 | 18.1 | 23.3 | 29.7 | 37.2 | 45.9 | 55.7 | 66.1 | 77.6 | 89.7 | 103.1 | 117.8 | 133.9 | 151.2 | 169.4 | 188.7 | 209.3 | 231.4 | 254.2 | 277.5 | 301.5 | 325.7 | 350.5 | 376.2 | 402.3 | 428.8 | 455.5 | 483 | 511.1 | 539.6 | 568.5 | 597.8 | 627.2 | 657 | 0.03
2000-11-01 | 84.2 | 94.2 | 105.2 | 117.5 | 131.1 | 145.8 | 162.2 | 179.9 | 199.5 | 220.9 | 244.3 | 269.2 | 295.6 | 322.8 | 350.2 | 378 | 406.4 | 434.9 | 463.8 | 492.8 | 522 | 551.5 | 581 | 610.7 | 640.5 | 670.5 | 700.5 | 730.5 | 760.5 | 790.5 | 820.5 | 850.5 | 880.5 | 910.5 | 0.03
2000-12-01 | 399.8 | 428.2 | 457.3 | 486.1 | 515.5 | 545.1 | 574.7 | 604.5 | 634.6 | 664.5 | 694.6 | 724.8 | 754.9 | 785.1 | 815.3 | 845.7 | 876.2 | 906.6 | 937 | 967.5 | 998 | 1028.5 | 1059 | 1089.6 | 1120.3 | 1151.2 | 1182.2 | 1213.2 | 1244.2 | 1275.2 | 1306.2 | 1337.2 | 1368.2 | 1399.2 | 0.03
2001-01-01 | 398 | 428.3 | 458.8 | 489.6 | 520.4 | 551.4 | 582.4 | 613.4 | 644.4 | 675.4 | 706.4 | 737.4 | 768.4 | 799.4 | 830.4 | 861.4 | 892.4 | 923.4 | 954.4 | 985.4 | 1016.4 | 1047.4 | 1078.4 | 1109.4 | 1140.4 | 1171.4 | 1202.4 | 1233.4 | 1264.4 | 1295.4 | 1326.4 | 1357.4 | 1388.4 | 1419.4 | 0
2001-02-01 | 279.5 | 304 | 329.5 | 355.3 | 381.9 | 408.9 | 435.9 | 463.1 | 490.4 | 517.8 | 545.7 | 573.6 | 601.5 | 629.5 | 657.5 | 685.5 | 713.5 | 741.5 | 769.5 | 797.5 | 825.5 | 853.5 | 881.5 | 909.5 | 937.5 | 965.5 | 993.5 | 1021.5 | 1049.5 | 1077.5 | 1105.5 | 1133.5 | 1161.5 | 1189.5 | 0
2001-03-01 | 180.1 | 203.5 | 228.1 | 254.7 | 281.6 | 309.9 | 338.4 | 368 | 397.7 | 427.7 | 458 | 488.7 | 519.6 | 550.6 | 581.6 | 612.6 | 643.6 | 674.6 | 705.6 | 736.6 | 767.6 | 798.6 | 829.6 | 860.6 | 891.6 | 922.6 | 953.6 | 984.6 | 1015.6 | 1046.6 | 1077.6 | 1108.6 | 1139.6 | 1170.6 | 0
2001-04-01 | 28.6 | 35.9 | 44.8 | 54.1 | 64.6 | 76.2 | 89.2 | 103.4 | 118.3 | 134.6 | 151.5 | 169.1 | 187.7 | 206.5 | 226.6 | 247.6 | 269 | 291.8 | 315.1 | 339.3 | 364.6 | 390.4 | 416.6 | 443.2 | 470.2 | 497.5 | 524.7 | 552.4 | 580.3 | 608.6 | 637 | 665.5 | 694.2 | 723.2 | 0.07
2001-05-01 | 3.6 | 4.3 | 5.1 | 6 | 7.2 | 8.4 | 10 | 11.9 | 14.1 | 17 | 20.5 | 25.7 | 32.6 | 41.1 | 51.1 | 62.1 | 74.7 | 88.6 | 103.7 | 120.3 | 138.5 | 157.7 | 177.7 | 199 | 220.5 | 243.2 | 266.3 | 290.3 | 314.9 | 340 | 365.8 | 391.8 | 418.4 | 445.2 | 0.03
2001-06-01 | 0 | 0 | 0 | 0.1 | 0.3 | 0.5 | 0.7 | 1 | 1.3 | 1.6 | 1.9 | 2.4 | 3.2 | 4.3 | 5.4 | 7.2 | 9.7 | 12.3 | 15.6 | 19.5 | 23.7 | 28.5 | 34 | 39.9 | 46.8 | 54.8 | 64.5 | 74.5 | 86.1 | 98.7 | 113.1 | 128.6 | 145 | 162.9 | 0
2001-07-01 | 0 | 0 | 0 | 0 | 0 | 0 | 0 | 0 | 0 | 0.1 | 0.2 | 0.6 | 1 | 1.6 | 2.7 | 3.7 | 5.4 | 7.4 | 10.1 | 13.4 | 17.8 | 22.9 | 28.8 | 35.5 | 42.7 | 50.9 | 60.2 | 72.1 | 85.6 | 99.9 | 115.5 | 133.1 | 151.5 | 171.1 | 1
2001-08-01 | 0 | 0 | 0 | 0 | 0 | 0 | 0 | 0 | 0 | 0 | 0 | 0 | 0 | 0 | 0.1 | 0.3 | 0.7 | 1.2 | 1.8 | 3 | 4.2 | 5.9 | 8 | 10.5 | 13.4 | 17.1 | 21.5 | 26.8 | 33.4 | 41.4 | 50.3 | 61.4 | 73 | 86.5 | 0
2001-09-01 | 0.1 | 0.2 | 0.4 | 0.8 | 1.2 | 1.8 | 2.7 | 4.1 | 6.1 | 8.6 | 11.5 | 14.8 | 18.1 | 22.3 | 27.2 | 33.3 | 40.7 | 48.5 | 57.5 | 66.8 | 77.2 | 88.3 | 100.3 | 112.9 | 125.9 | 140.5 | 156.2 | 172.9 | 190.5 | 209.2 | 229.1 | 249.7 | 272.1 | 295.3 | 0.07
2001-10-01 | 23 | 27.3 | 31.5 | 36.2 | 41.7 | 47.3 | 53.6 | 60.2 | 67.9 | 76.2 | 85.8 | 96.8 | 108.7 | 121.6 | 135.2 | 150 | 166 | 183 | 201.5 | 221 | 241.4 | 262.9 | 284.8 | 307.6 | 331.1 | 355.6 | 380.6 | 406.7 | 433.5 | 460.2 | 487.5 | 515.5 | 543.8 | 572.1 | 0.5
2001-11-01 | 52.5 | 60.7 | 69.8 | 80.1 | 91.3 | 104 | 117.5 | 132.2 | 147.8 | 164.4 | 181.7 | 200 | 219 | 239.6 | 261 | 283.4 | 306.2 | 330.1 | 355 | 380.8 | 407.1 | 433.7 | 460.5 | 488.2 | 516 | 544.1 | 572.3 | 601.4 | 630.6 | 660 | 689.5 | 719.3 | 749 | 778.8 | 0.07
2001-12-01 | 168.1 | 189.4 | 211.5 | 234.2 | 257.5 | 281 | 305.1 | 329.4 | 354.1 | 379.6 | 405.5 | 432.3 | 459.5 | 487 | 514.8 | 542.6 | 571.1 | 599.8 | 628.6 | 657.7 | 686.9 | 716.3 | 745.9 | 775.7 | 805.4 | 835.4 | 865.5 | 895.7 | 926.2 | 956.7 | 987.4 | 1018.1 | 1049 | 1079.9 | 0.03
2002-01-01 | 183.9 | 208.6 | 234.1 | 260.8 | 288 | 315.5 | 343.4 | 372 | 401.1 | 430.3 | 459.9 | 489.9 | 519.8 | 549.9 | 580.4 | 610.7 | 641.2 | 671.8 | 702.3 | 733 | 763.8 | 794.5 | 825.3 | 856.2 | 887 | 917.9 | 948.9 | 979.9 | 1010.9 | 1041.9 | 1072.9 | 1103.9 | 1134.9 | 1165.9 | 0.03
2002-02-01 | 199.1 | 219 | 239.9 | 261.4 | 283.4 | 306.1 | 329.4 | 353.2 | 377.5 | 402 | 427 | 452.5 | 478.4 | 504.8 | 531.4 | 558.3 | 585.7 | 613.1 | 640.7 | 668.4 | 696.2 | 724 | 751.9 | 779.8 | 807.7 | 835.7 | 863.7 | 891.7 | 919.7 | 947.7 | 975.7 | 1003.7 | 1031.7 | 1059.7 | 0.04
2002-03-01 | 123.5 | 141 | 160 | 180.5 | 201.8 | 224.5 | 248.6 | 272.9 | 298.3 | 324.2 | 351 | 377.8 | 404.8 | 432.4 | 460 | 487.7 | 515.6 | 544.2 | 572.6 | 601.6 | 630.8 | 660.1 | 690 | 720.1 | 750.7 | 781.2 | 812 | 842.8 | 873.6 | 904.5 | 935.5 | 966.5 | 997.5 | 1028.5 | 0.2
2002-04-01 | 25.4 | 32.2 | 40.1 | 48.9 | 58.9 | 69.3 | 81.2 | 94.1 | 108 | 123.2 | 139.3 | 156.1 | 173.7 | 192.1 | 211 | 230.9 | 251.3 | 273.1 | 295.3 | 317.6 | 340.8 | 364.5 | 388.9 | 413.5 | 438.7 | 464.8 | 490.5 | 517.1 | 543.9 | 570.9 | 598.2 | 625.8 | 653.9 | 681.9 | 0.03
2002-05-01 | 3.1 | 4.6 | 6.5 | 8.9 | 11.7 | 15 | 19.1 | 24 | 29.7 | 36.5 | 45.1 | 54.5 | 64.9 | 76.2 | 88.3 | 101.7 | 115.7 | 131.3 | 147.3 | 164.3 | 182 | 200.8 | 219.6 | 239.8 | 260.7 | 282.5 | 305.3 | 328.7 | 353.2 | 378.7 | 404.8 | 431.2 | 458.5 | 485.8 | 0.03
2002-06-01 | 0 | 0.1 | 0.4 | 0.6 | 1 | 1.5 | 1.9 | 2.5 | 3.2 | 4 | 5.1 | 6.5 | 8.3 | 10.6 | 13.8 | 18 | 23.5 | 30.6 | 38.7 | 47.2 | 57 | 66.9 | 77.9 | 89.6 | 102.6 | 116.3 | 130.7 | 146 | 162.2 | 179.5 | 197.8 | 217.1 | 237.1 | 257.9 | 0.03
2002-07-01 | 0 | 0 | 0 | 0 | 0 | 0 | 0 | 0 | 0 | 0 | 0 | 0.3 | 0.8 | 1.5 | 2.4 | 3.5 | 5 | 6.4 | 8.1 | 9.7 | 11.7 | 13.7 | 16.5 | 19.7 | 24 | 28.8 | 34.9 | 42.1 | 50.3 | 59.7 | 70.3 | 82.1 | 94.7 | 108.3 | 0.1
2002-08-01 | 0 | 0 | 0 | 0 | 0 | 0 | 0 | 0 | 0 | 0.1 | 0.2 | 0.2 | 0.3 | 0.7 | 1.1 | 1.9 | 2.6 | 3.4 | 4.6 | 6.2 | 8.8 | 12.4 | 16.9 | 22.2 | 28.3 | 34.9 | 42.2 | 50.3 | 59.5 | 70 | 81.5 | 94.3 | 107.9 | 122.7 | 0.1
2002-09-01 | 0 | 0 | 0 | 0.1 | 0.2 | 0.4 | 0.6 | 0.9 | 1.2 | 1.8 | 2.8 | 4 | 6.1 | 8.3 | 11.3 | 14.6 | 18.4 | 22.6 | 27.2 | 32.4 | 38.5 | 45.7 | 54.1 | 63.6 | 74 | 85.9 | 99.1 | 113.8 | 129 | 145.8 | 163.1 | 181.4 | 200.6 | 221.6 | 0.03
2002-10-01 | 37.6 | 44.8 | 52.8 | 61.6 | 70.7 | 80.7 | 92.2 | 103.7 | 115.7 | 129.1 | 143 | 158.1 | 174 | 191.2 | 209.6 | 228.5 | 248.1 | 269.1 | 291.2 | 314.7 | 339.7 | 365.6 | 392 | 419.2 | 446.7 | 474.3 | 502.2 | 530.1 | 558.3 | 586.6 | 615.2 | 644.3 | 673.4 | 703.1 | 0.03
2002-11-01 | 97.1 | 112.3 | 128.7 | 146 | 164.7 | 183.8 | 203.8 | 225 | 247.4 | 271.2 | 295.4 | 320.3 | 345.6 | 371.4 | 397.5 | 424.2 | 451.2 | 478.5 | 505.7 | 533.5 | 561.4 | 589.5 | 617.9 | 646.2 | 674.9 | 703.5 | 732.1 | 761 | 790.2 | 819.5 | 849 | 878.9 | 908.8 | 938.8 | 0
2002-12-01 | 281.3 | 307.3 | 334.5 | 362.3 | 390.8 | 419.6 | 448.9 | 478.9 | 509.1 | 539.3 | 569.6 | 600 | 630.4 | 660.9 | 691.5 | 722.1 | 752.7 | 783.4 | 814.1 | 844.8 | 875.6 | 906.4 | 937.4 | 968.4 | 999.4 | 1030.4 | 1061.4 | 1092.4 | 1123.4 | 1154.4 | 1185.4 | 1216.4 | 1247.4 | 1278.4 | 0.03
2003-01-01 | 572.5 | 603 | 633.7 | 664.6 | 695.6 | 726.6 | 757.6 | 788.6 | 819.6 | 850.6 | 881.6 | 912.6 | 943.6 | 974.6 | 1005.6 | 1036.6 | 1067.6 | 1098.6 | 1129.6 | 1160.6 | 1191.6 | 1222.6 | 1253.6 | 1284.6 | 1315.6 | 1346.6 | 1377.6 | 1408.6 | 1439.6 | 1470.6 | 1501.6 | 1532.6 | 1563.6 | 1594.6 | 13
2003-02-01 | 401.4 | 427.6 | 454.2 | 480.8 | 507.7 | 534.7 | 562 | 589.4 | 616.9 | 644.5 | 672.2 | 699.9 | 727.7 | 755.5 | 783.4 | 811.4 | 839.4 | 867.4 | 895.4 | 923.4 | 951.4 | 979.4 | 1007.4 | 1035.4 | 1063.4 | 1091.4 | 1119.4 | 1147.4 | 1175.4 | 1203.4 | 1231.4 | 1259.4 | 1287.4 | 1315.4 | 0.04
2003-03-01 | 209.4 | 228.5 | 248.8 | 269.7 | 291.3 | 313.9 | 337.3 | 361.4 | 385.9 | 410.8 | 436.8 | 463 | 489.8 | 517 | 544.6 | 572.6 | 601 | 629.6 | 658.6 | 687.4 | 716.8 | 746.2 | 775.8 | 805.6 | 835.3 | 865.2 | 895.5 | 925.7 | 956.2 | 986.8 | 1017.7 | 1048.6 | 1079.5 | 1110.5 | 0.2
2003-04-01 | 72 | 84.7 | 98.5 | 113.1 | 128.2 | 144.2 | 160.7 | 178.2 | 196.6 | 215.9 | 235.7 | 256.5 | 278.2 | 301 | 324.1 | 347.6 | 371.1 | 395.5 | 419.6 | 444.5 | 469.6 | 495.3 | 521.3 | 547.6 | 574.6 | 601.7 | 629.2 | 656.9 | 684.7 | 713 | 741.4 | 769.7 | 798.2 | 826.7 | 0.1
2003-05-01 | 2.4 | 3.1 | 4 | 4.9 | 6.1 | 7.8 | 10 | 13.2 | 16.4 | 21.1 | 27.9 | 37.2 | 48.1 | 60.3 | 74.2 | 88.9 | 105.9 | 123.6 | 142.5 | 162.6 | 184 | 206.2 | 229.1 | 253.2 | 278 | 303.8 | 330.2 | 357 | 384.3 | 412.2 | 440.1 | 468.2 | 497 | 526 | 0.2
2003-06-01 | 0 | 0 | 0 | 0 | 0 | 0 | 0 | 0.1 | 0.2 | 0.3 | 0.8 | 1.3 | 2 | 2.8 | 3.9 | 5.3 | 7.2 | 10 | 13.7 | 18.5 | 25.6 | 34.5 | 45.4 | 57.3 | 70.2 | 84.1 | 99.5 | 116.2 | 133.8 | 152.3 | 172 | 192.3 | 213.2 | 235.3 | 0.03
2003-07-01 | 0 | 0 | 0 | 0 | 0 | 0 | 0 | 0 | 0 | 0 | 0 | 0 | 0 | 0 | 0 | 0 | 0 | 0.1 | 0.3 | 0.7 | 1.1 | 2.1 | 3.5 | 5.9 | 8.6 | 12.3 | 17.5 | 23.4 | 30.4 | 38.1 | 47.3 | 57.6 | 68.8 | 81.4 | 0
2003-08-01 | 0 | 0 | 0 | 0 | 0 | 0 | 0 | 0 | 0 | 0 | 0 | 0 | 0.1 | 0.6 | 1.2 | 1.9 | 2.6 | 3.6 | 4.6 | 5.8 | 7.2 | 8.8 | 10.6 | 13.2 | 16.1 | 19.7 | 24.2 | 29.4 | 35.2 | 42.3 | 50.5 | 59.7 | 69.9 | 81.6 | 0.06
2003-09-01 | 0 | 0 | 0.1 | 0.3 | 0.4 | 0.7 | 1.1 | 1.5 | 2.1 | 2.8 | 3.6 | 4.6 | 5.7 | 7.4 | 9.4 | 12.6 | 17.1 | 21.6 | 27.1 | 33 | 40 | 48 | 57.7 | 68.2 | 80 | 93.6 | 108.9 | 125.5 | 143.2 | 162.5 | 183.1 | 204.5 | 227.7 | 251.7 | 0.03
2003-10-01 | 22.2 | 27.6 | 33.4 | 40.3 | 48.3 | 56.8 | 66 | 76 | 87 | 99 | 111.6 | 125.5 | 140.2 | 156.2 | 173.1 | 190.9 | 209.8 | 230.4 | 252 | 275 | 299 | 324.3 | 350.1 | 377 | 404.4 | 432.7 | 461.5 | 490.4 | 519.9 | 549.7 | 579.7 | 610.1 | 640.5 | 671.3 | 0.06
2003-11-01 | 62.7 | 72.6 | 84.1 | 96.2 | 109.7 | 124.5 | 140.7 | 158.2 | 177 | 197.2 | 218.1 | 239.8 | 262.1 | 285.4 | 309.6 | 334.8 | 361.2 | 388.1 | 415.4 | 443.1 | 471.1 | 499 | 527.7 | 556.4 | 585.5 | 614.7 | 644 | 673.5 | 703.2 | 732.8 | 762.5 | 792.2 | 821.9 | 851.7 | 0
2003-12-01 | 228.2 | 250.4 | 273.8 | 297.9 | 322.8 | 348.3 | 374.4 | 400.8 | 427.7 | 455.3 | 483.3 | 512 | 540.8 | 569.9 | 599.3 | 629.1 | 659.2 | 689.5 | 720 | 750.7 | 781.6 | 812.6 | 843.6 | 874.6 | 905.6 | 936.6 | 967.6 | 998.6 | 1029.6 | 1060.6 | 1091.6 | 1122.6 | 1153.6 | 1184.6 | 0.1
2004-01-01 | 620.5 | 650.3 | 680.2 | 710.5 | 740.8 | 771.4 | 802 | 832.6 | 863.4 | 894.2 | 925.1 | 956.1 | 987.1 | 1018.1 | 1049.1 | 1080.1 | 1111.1 | 1142.1 | 1173.1 | 1204.1 | 1235.1 | 1266.1 | 1297.1 | 1328.1 | 1359.1 | 1390.1 | 1421.1 | 1452.1 | 1483.1 | 1514.1 | 1545.1 | 1576.1 | 1607.1 | 1638.1 | 0.3
2004-02-01 | 261.1 | 285.9 | 311.5 | 337.8 | 364.9 | 392.5 | 420.2 | 448.2 | 476.3 | 504.6 | 533 | 561.6 | 590.2 | 618.8 | 647.5 | 676.5 | 705.5 | 734.5 | 763.5 | 792.5 | 821.5 | 850.5 | 879.5 | 908.5 | 937.5 | 966.5 | 995.5 | 1024.5 | 1053.5 | 1082.5 | 1111.5 | 1140.5 | 1169.5 | 1198.5 | 0
2004-03-01 | 138.9 | 157 | 176.8 | 197.8 | 219.1 | 242.1 | 265.3 | 289.8 | 315 | 341.2 | 367.8 | 395 | 422.8 | 451.5 | 480.2 | 509.4 | 538.8 | 568.5 | 598.3 | 628.4 | 658.7 | 688.9 | 719.3 | 749.7 | 780.2 | 810.8 | 841.4 | 872.1 | 902.9 | 933.8 | 964.7 | 995.7 | 1026.7 | 1057.7 | 0.03
2004-04-01 | 17 | 23.2 | 31.3 | 40.1 | 50.9 | 62.4 | 74.8 | 88.5 | 102.9 | 118.4 | 134.4 | 151.5 | 168.9 | 187.6 | 207.3 | 227.4 | 248.3 | 270.1 | 292.8 | 316.1 | 340 | 364.6 | 390.1 | 415.4 | 441.3 | 467.3 | 494.1 | 521.2 | 548.4 | 576.3 | 603.8 | 631.8 | 659.8 | 687.8 | 0
2004-05-01 | 1 | 1.2 | 1.6 | 2 | 2.5 | 3.6 | 4.7 | 6.1 | 7.9 | 10.5 | 14.4 | 20.2 | 27 | 34.7 | 43.5 | 53.9 | 65.6 | 78.5 | 92.7 | 107.7 | 123.9 | 141.3 | 159.6 | 178.8 | 199.3 | 220.9 | 243.7 | 267.1 | 291.6 | 316.3 | 342.3 | 368.8 | 395.8 | 423.2 | 0.2
2004-06-01 | 0 | 0 | 0 | 0.1 | 0.2 | 0.3 | 0.6 | 1 | 1.5 | 2.1 | 2.9 | 4.1 | 6.6 | 9.5 | 13.4 | 17.9 | 23.2 | 29.1 | 35.6 | 43 | 50.8 | 59.5 | 69.3 | 80 | 91.2 | 103.7 | 117 | 131.5 | 146.9 | 163.7 | 181.9 | 201.6 | 222.4 | 244.7 | 0.1
2004-07-01 | 0 | 0 | 0 | 0 | 0 | 0 | 0 | 0 | 0 | 0 | 0 | 0 | 0 | 0 | 0 | 0 | 0 | 0.1 | 0.3 | 1 | 2 | 3.4 | 5.8 | 8.6 | 12.6 | 18.4 | 25.8 | 34.6 | 45.5 | 58.5 | 71.7 | 87 | 103.2 | 120.9 | 0
2004-08-01 | 0 | 0 | 0 | 0 | 0 | 0 | 0 | 0 | 0 | 0 | 0.1 | 0.2 | 0.5 | 0.8 | 1.5 | 2.6 | 3.8 | 5.2 | 7.1 | 9.3 | 11.9 | 14.7 | 18.5 | 22.2 | 27.1 | 33.4 | 41 | 49.4 | 58.5 | 69 | 79.6 | 92.4 | 106.3 | 121.7 | 0
2004-09-01 | 0 | 0 | 0 | 0.1 | 0.2 | 0.6 | 1.3 | 2.2 | 3.3 | 4.7 | 6.3 | 8.3 | 10.6 | 13.7 | 17.7 | 22 | 27.6 | 33.5 | 40.6 | 49.1 | 58.4 | 68.9 | 80.2 | 93 | 106.7 | 121.5 | 137.8 | 155.2 | 173.8 | 193.6 | 214.3 | 236 | 259.3 | 283.5 | 0
2004-10-01 | 8.6 | 11.7 | 15.2 | 19.4 | 24.4 | 30.5 | 37.3 | 46.1 | 56.5 | 68.4 | 81.6 | 96.2 | 112.4 | 129.1 | 146.9 | 165.3 | 185.2 | 205.9 | 228.4 | 251.8 | 276.6 | 302.1 | 328.8 | 356 | 383.8 | 412.2 | 441.2 | 470.3 | 499.9 | 529.7 | 559.6 | 589.8 | 620.5 | 651.3 | 0.1
2004-11-01 | 74.4 | 85.6 | 97.9 | 112.2 | 127.5 | 143.8 | 161.3 | 180.3 | 200.4 | 221.4 | 243.1 | 266.1 | 289.7 | 314.8 | 340.5 | 367 | 394.3 | 422 | 449.4 | 477.8 | 506.4 | 535.2 | 564.2 | 593.3 | 622.6 | 652.4 | 682.1 | 712 | 742 | 772 | 802 | 832 | 862 | 892 | 0.07
2004-12-01 | 262.7 | 285.4 | 309.6 | 334.7 | 361 | 387.9 | 415.7 | 444.2 | 473.2 | 502.7 | 532.3 | 562 | 591.9 | 622 | 652.3 | 682.6 | 712.9 | 743.4 | 773.9 | 804.6 | 835.2 | 866 | 896.9 | 927.9 | 958.9 | 989.9 | 1020.9 | 1051.9 | 1082.9 | 1113.9 | 1144.9 | 1175.9 | 1206.9 | 1237.9 | 0
2005-01-01 | 470.7 | 498.2 | 526.2 | 554.5 | 582.8 | 611.6 | 640.8 | 670.2 | 699.9 | 729.5 | 759.4 | 789.3 | 819.3 | 849.5 | 879.9 | 910.4 | 941 | 971.6 | 1002.2 | 1032.9 | 1063.6 | 1094.3 | 1125.1 | 1155.9 | 1186.8 | 1217.8 | 1248.8 | 1279.8 | 1310.8 | 1341.8 | 1372.8 | 1403.8 | 1434.8 | 1465.8 | 0.2
2005-02-01 | 312.8 | 337.2 | 362.2 | 387.3 | 412.9 | 438.4 | 464.6 | 490.9 | 517.3 | 544.1 | 571.1 | 598.7 | 626.3 | 654 | 681.7 | 709.7 | 737.7 | 765.7 | 793.7 | 821.7 | 849.7 | 877.7 | 905.7 | 933.7 | 961.7 | 989.7 | 1017.7 | 1045.7 | 1073.7 | 1101.7 | 1129.7 | 1157.7 | 1185.7 | 1213.7 | 0.07
2005-03-01 | 216.8 | 239.4 | 263.2 | 287.7 | 313.5 | 340 | 367.6 | 395.7 | 423.9 | 453.1 | 482.6 | 512.2 | 542.1 | 572.1 | 602.5 | 633.2 | 664 | 694.9 | 725.8 | 756.7 | 787.7 | 818.6 | 849.6 | 880.6 | 911.6 | 942.6 | 973.6 | 1004.6 | 1035.6 | 1066.6 | 1097.6 | 1128.6 | 1159.6 | 1190.6 | 0.06
2005-04-01 | 20 | 24.6 | 30.4 | 36.7 | 44.6 | 52.9 | 62.5 | 73.6 | 84.6 | 97.1 | 110.1 | 124.4 | 140.4 | 157.7 | 176.3 | 196.2 | 216.9 | 238.5 | 260.6 | 283.8 | 308 | 332.8 | 358.3 | 384.3 | 410.6 | 437.5 | 464.7 | 492.1 | 520 | 548 | 576.3 | 604.6 | 633.3 | 662.2 | 0.1
2005-05-01 | 2.7 | 3.7 | 4.8 | 6 | 7.6 | 9.8 | 13.6 | 18.5 | 24.9 | 32.9 | 43 | 54.9 | 68.8 | 83.7 | 100.1 | 118.3 | 137.8 | 158.8 | 181.2 | 205.2 | 230 | 255.8 | 282.6 | 309.9 | 337.8 | 366.3 | 394.9 | 424 | 453.5 | 483.2 | 513.1 | 543.1 | 573.3 | 603.4 | 0
2005-06-01 | 0 | 0 | 0 | 0 | 0 | 0 | 0 | 0.1 | 0.4 | 0.9 | 1.5 | 2.5 | 4.1 | 6.1 | 8.8 | 12.2 | 16.1 | 20.9 | 26.3 | 32.1 | 38.8 | 45.9 | 53.9 | 62.6 | 72 | 81.7 | 92.7 | 103.8 | 115.6 | 128.5 | 141.9 | 155.8 | 170 | 186.2 | 0.07
2005-07-01 | 0 | 0 | 0 | 0 | 0 | 0 | 0 | 0 | 0 | 0 | 0 | 0 | 0.1 | 0.2 | 0.5 | 0.8 | 1.2 | 2.1 | 3.3 | 4.8 | 6.8 | 8.7 | 11.6 | 14.9 | 19.1 | 24.7 | 31.4 | 38.8 | 46.8 | 56 | 66.8 | 77.8 | 90.4 | 103.8 | 0.1
2005-08-01 | 0 | 0 | 0 | 0 | 0 | 0 | 0 | 0 | 0 | 0 | 0 | 0 | 0 | 0 | 0 | 0 | 0.4 | 1.3 | 2.3 | 3.5 | 5 | 7.2 | 9.5 | 12.3 | 15.7 | 19 | 22.8 | 27.6 | 33.3 | 41.1 | 49.5 | 58.9 | 68.9 | 80 | 4
2005-09-01 | 0 | 0.1 | 0.3 | 0.5 | 1.1 | 2 | 3.2 | 4.6 | 6.2 | 8 | 10.1 | 12.4 | 14.9 | 17.5 | 20.7 | 24.3 | 28.2 | 32.4 | 37.3 | 42.7 | 49.1 | 56.2 | 63.5 | 72.2 | 81.7 | 92.2 | 104.4 | 117.6 | 131.9 | 148.3 | 165.9 | 184.1 | 203.9 | 224.7 | 0.1
2005-10-01 | 7.9 | 11 | 15.2 | 20.1 | 25.3 | 31.4 | 37.7 | 44.9 | 53.3 | 62.3 | 72.5 | 83.8 | 95.7 | 108.6 | 122.4 | 136.7 | 153.3 | 171.7 | 191.7 | 212.9 | 235.4 | 259.7 | 284.4 | 309.4 | 334.6 | 360.3 | 386.1 | 412.5 | 439 | 466 | 493.5 | 521 | 549.1 | 577.5 | 0
2005-11-01 | 87.9 | 99.2 | 111.3 | 124.1 | 137.2 | 151.5 | 166.3 | 181.7 | 198.6 | 215.9 | 234.3 | 253.6 | 274.1 | 295.4 | 317.2 | 340.1 | 363.5 | 387.3 | 412 | 437.3 | 463.8 | 490.8 | 518.2 | 546.3 | 574.6 | 603.3 | 632.4 | 661.6 | 691 | 720.5 | 750.1 | 780 | 809.9 | 839.8 | 0.07
2005-12-01 | 303.5 | 329.3 | 356.4 | 384.8 | 413.6 | 443 | 473.1 | 503.5 | 534.2 | 565.1 | 596 | 627 | 658 | 689 | 720 | 751 | 782 | 813 | 844 | 875 | 906 | 937 | 968 | 999 | 1030 | 1061 | 1092 | 1123 | 1154 | 1185 | 1216 | 1247 | 1278 | 1309 | 0
2006-01-01 | 209.7 | 233.6 | 257.9 | 282.7 | 307.8 | 333.7 | 359.5 | 386.2 | 412.8 | 440.1 | 467.6 | 495.6 | 523.6 | 552.1 | 581 | 610.4 | 639.9 | 669.7 | 699.9 | 730 | 760.7 | 791.4 | 822.1 | 853 | 884 | 915 | 946 | 977 | 1008 | 1039 | 1070 | 1101 | 1132 | 1163 | 0.1
2006-02-01 | 298 | 320.7 | 344.1 | 367.3 | 391.3 | 415.7 | 440.6 | 465.9 | 491.5 | 517.2 | 543.5 | 569.7 | 596.4 | 623.2 | 650.3 | 677.4 | 704.7 | 732.2 | 760 | 787.8 | 815.6 | 843.5 | 871.5 | 899.5 | 927.5 | 955.5 | 983.5 | 1011.5 | 1039.5 | 1067.5 | 1095.5 | 1123.5 | 1151.5 | 1179.5 | 0.2
2006-03-01 | 158.7 | 176.5 | 195.8 | 216.4 | 237.4 | 259.5 | 281.9 | 305.5 | 329.9 | 354.5 | 379.7 | 405.6 | 431.6 | 458.5 | 485.8 | 513.3 | 541.4 | 569.6 | 598.6 | 627.7 | 657.1 | 686.6 | 716.3 | 746.1 | 776 | 806.1 | 836.2 | 866.5 | 896.9 | 927.5 | 958.1 | 988.8 | 1019.6 | 1050.4 | 0.06
2006-04-01 | 25.2 | 30.8 | 36.8 | 43.4 | 51.3 | 59.8 | 69.7 | 80.6 | 93.2 | 106.6 | 121.1 | 135.7 | 152.1 | 169.4 | 188 | 207.5 | 227.8 | 249.3 | 272.1 | 295.6 | 319.7 | 344 | 369.4 | 395.5 | 421.5 | 448.3 | 475.5 | 503.1 | 530.9 | 559.3 | 587.8 | 616.7 | 645.6 | 674.9 | 0.03
2006-05-01 | 0.7 | 0.9 | 1.3 | 1.8 | 2.4 | 3.4 | 4.7 | 6.6 | 9.4 | 14.8 | 21.4 | 30.1 | 39.5 | 51.7 | 64.7 | 78.6 | 93.8 | 110 | 127.6 | 145.8 | 164.5 | 184.5 | 204.8 | 225.3 | 247.3 | 269.9 | 293.1 | 317.5 | 342.4 | 368 | 394.4 | 420.9 | 447.7 | 474.9 | 0.06
2006-06-01 | 0 | 0 | 0 | 0 | 0 | 0 | 0 | 0 | 0 | 0 | 0 | 0 | 0.1 | 0.3 | 0.9 | 2 | 3.8 | 6.2 | 10.1 | 14.8 | 20.5 | 27 | 34.6 | 43.1 | 52.4 | 62.3 | 73.1 | 85 | 98 | 112.3 | 127.8 | 144.6 | 162.4 | 182 | 0
2006-07-01 | 0 | 0 | 0 | 0 | 0 | 0 | 0 | 0 | 0 | 0 | 0 | 0 | 0 | 0 | 0 | 0 | 0.1 | 0.2 | 0.3 | 0.5 | 1 | 1.5 | 2.5 | 3.8 | 5.7 | 7.9 | 10.3 | 13.5 | 17.6 | 22.5 | 28 | 34.8 | 42.6 | 53.1 | 0.2
2006-08-01 | 0 | 0 | 0 | 0 | 0 | 0 | 0 | 0 | 0 | 0 | 0.2 | 0.6 | 1 | 1.7 | 2.6 | 3.6 | 5 | 6.8 | 8.9 | 12.3 | 16.3 | 21 | 26.9 | 34.2 | 42.9 | 52.9 | 63.3 | 75 | 87.6 | 101.2 | 115.6 | 131.5 | 148.3 | 166 | 0.06
2006-09-01 | 0.1 | 0.3 | 0.9 | 1.4 | 2.4 | 3.8 | 5.1 | 6.9 | 9 | 11.4 | 14.3 | 17.7 | 21.4 | 25.6 | 30 | 35.2 | 40.7 | 46.9 | 54 | 61.9 | 71.3 | 81.3 | 92.7 | 105.2 | 120 | 136.1 | 155.2 | 175.5 | 197.6 | 220.4 | 244.2 | 268.9 | 294 | 320.2 | 0.03
2006-10-01 | 10.7 | 13.9 | 17.6 | 21.3 | 26 | 31.1 | 38.2 | 46.1 | 54.9 | 65.2 | 76.5 | 89.2 | 103.2 | 118.4 | 135.4 | 153.2 | 172.2 | 192.1 | 213.8 | 236.1 | 259.4 | 283.9 | 309.1 | 335.3 | 362 | 389.3 | 417.5 | 445.7 | 474.6 | 503.7 | 532.9 | 562.5 | 592.5 | 622.5 | 0.03
2006-11-01 | 46.1 | 54.1 | 63.2 | 73.4 | 84.2 | 96 | 108.8 | 123.1 | 138 | 153.8 | 170 | 186.8 | 204.4 | 222.9 | 241.7 | 262 | 283.1 | 305.2 | 328.7 | 353.4 | 379.3 | 405.5 | 432.1 | 459.2 | 487 | 515.1 | 543.7 | 572.6 | 601.9 | 631.3 | 661.2 | 691.1 | 721.1 | 751.1 | 0.1
2006-12-01 | 120.7 | 136.1 | 152.6 | 170.6 | 190.3 | 210.9 | 233.9 | 257.6 | 282.9 | 308.5 | 334.7 | 361.5 | 388.8 | 416.9 | 445.8 | 475.2 | 504.9 | 534.6 | 564.5 | 594.5 | 624.5 | 654.6 | 684.6 | 714.6 | 744.7 | 774.8 | 805 | 835.6 | 866.4 | 897.3 | 928.3 | 959.3 | 990.3 | 1021.3 | 0
2007-01-01 | 314.1 | 337 | 360.2 | 384.2 | 408.6 | 433.4 | 459.3 | 485.6 | 512.9 | 540.8 | 568.9 | 597.4 | 626.2 | 655.2 | 684.4 | 713.6 | 743.1 | 772.5 | 802 | 831.6 | 861.2 | 890.9 | 920.9 | 950.9 | 981.4 | 1012 | 1042.7 | 1073.4 | 1104.2 | 1135 | 1165.8 | 1196.7 | 1227.5 | 1258.5 | 6
2007-02-01 | 407.2 | 433.6 | 460.4 | 487.6 | 514.9 | 542.4 | 570 | 597.7 | 625.6 | 653.5 | 681.5 | 709.5 | 737.5 | 765.5 | 793.5 | 821.5 | 849.5 | 877.5 | 905.5 | 933.5 | 961.5 | 989.5 | 1017.5 | 1045.5 | 1073.5 | 1101.5 | 1129.5 | 1157.5 | 1185.5 | 1213.5 | 1241.5 | 1269.5 | 1297.5 | 1325.5 | 0
2007-03-01 | 193.5 | 211.4 | 229.6 | 248.8 | 269.2 | 290.1 | 311.6 | 333.7 | 356.3 | 379.5 | 403.1 | 428.4 | 454.1 | 480.5 | 507.7 | 535.7 | 564.3 | 593.6 | 622.9 | 652.9 | 682.8 | 712.9 | 743.1 | 773.6 | 804 | 834.5 | 865.2 | 895.9 | 926.5 | 957.3 | 988 | 1018.9 | 1049.7 | 1080.7 | 1
2007-04-01 | 40.6 | 50.5 | 62.6 | 76.1 | 91.2 | 106.9 | 124.2 | 142.1 | 160.5 | 180.3 | 200.9 | 222.8 | 245.7 | 268.8 | 292.6 | 316.5 | 341.1 | 365.9 | 391.1 | 416.5 | 442.5 | 468.7 | 495 | 521.5 | 548.3 | 575.5 | 602.5 | 630.1 | 657.8 | 685.7 | 713.8 | 742.1 | 770.6 | 799.3 | 2
2007-05-01 | 1.9 | 3 | 4.1 | 5.2 | 6.6 | 8.4 | 11 | 14.1 | 17.5 | 21.9 | 27.4 | 33.2 | 39.9 | 47.6 | 56 | 65.7 | 75.9 | 87.2 | 99 | 111.8 | 125.2 | 139.9 | 154.9 | 171.3 | 188.5 | 206.7 | 226.1 | 246.5 | 268.2 | 290.7 | 314.4 | 338.5 | 363.1 | 388.4 | 0.03
2007-06-01 | 0 | 0 | 0 | 0 | 0 | 0 | 0.1 | 0.3 | 0.7 | 1.1 | 1.7 | 2.3 | 3.1 | 3.9 | 5.4 | 7.4 | 10.1 | 14 | 18 | 23.4 | 29.6 | 36.7 | 45.1 | 55.4 | 66.5 | 79.1 | 92.1 | 106.4 | 120.9 | 136.6 | 153.2 | 170.6 | 189.2 | 208.4 | 0.03
2007-07-01 | 0 | 0 | 0 | 0 | 0 | 0 | 0 | 0 | 0 | 0 | 0.1 | 0.4 | 0.8 | 1.3 | 1.9 | 2.4 | 3.1 | 3.8 | 4.7 | 5.9 | 7.7 | 9.8 | 12.3 | 15.3 | 19 | 23 | 28.6 | 35.5 | 43.6 | 53.7 | 64.9 | 77.9 | 91.9 | 108.2 | 0.1
2007-08-01 | 0 | 0 | 0 | 0 | 0 | 0 | 0 | 0 | 0 | 0.2 | 0.5 | 0.9 | 1.8 | 2.6 | 3.6 | 4.9 | 6.6 | 8.4 | 10.6 | 12.8 | 15.5 | 18.7 | 22.3 | 26.7 | 31.8 | 37.9 | 45.2 | 53.7 | 62.7 | 72.7 | 83.1 | 95.1 | 108 | 122.7 | 5
2007-09-01 | 0.7 | 1.1 | 1.7 | 2.5 | 3.5 | 4.8 | 6.2 | 8 | 10 | 12.6 | 15.7 | 19 | 22.8 | 26.9 | 31 | 35.7 | 40.6 | 46.4 | 52.4 | 59.2 | 66.7 | 74.9 | 84.4 | 94.7 | 106.6 | 120 | 134.4 | 150.8 | 167.7 | 184.8 | 202.6 | 221.4 | 241.1 | 261.5 | 0.2
2007-10-01 | 10.8 | 13.8 | 16.9 | 20.5 | 24.6 | 28.4 | 32.9 | 37.5 | 43.2 | 48.8 | 55.1 | 62 | 69.1 | 76.7 | 85.1 | 94.4 | 105.3 | 117.6 | 131.4 | 146.8 | 164.1 | 182.8 | 202.5 | 223.1 | 245.5 | 268.5 | 292.2 | 316.6 | 341.5 | 367 | 393.3 | 420 | 447.5 | 475.6 | 0.2
2007-11-01 | 95.4 | 110.2 | 126.3 | 143.6 | 162 | 182 | 203.5 | 225.8 | 249.3 | 273.1 | 297.7 | 322.8 | 348.6 | 374.6 | 400.8 | 427.4 | 454.3 | 481.7 | 509.8 | 538.1 | 566.7 | 595.8 | 625 | 654.2 | 683.9 | 713.5 | 743.5 | 773.4 | 803.4 | 833.5 | 863.5 | 893.6 | 923.6 | 953.7 | 0.2
2007-12-01 | 310.6 | 339.3 | 368.3 | 397.8 | 427.7 | 457.9 | 488.2 | 518.9 | 549.5 | 580.1 | 610.8 | 641.6 | 672.4 | 703.3 | 734.2 | 765.1 | 796.1 | 827.1 | 858.1 | 889.1 | 920.1 | 951.1 | 982.1 | 1013.1 | 1044.1 | 1075.1 | 1106.1 | 1137.1 | 1168.1 | 1199.1 | 1230.1 | 1261.1 | 1292.1 | 1323.1 | 0.2
2008-01-01 | 303.8 | 329.4 | 355.9 | 382.5 | 409.9 | 437.4 | 465.2 | 493.5 | 521.8 | 550.6 | 579.9 | 609.4 | 639.1 | 669 | 699.1 | 729.2 | 759.5 | 789.9 | 820.4 | 851 | 881.6 | 912.3 | 943.3 | 974.2 | 1005.2 | 1036.2 | 1067.2 | 1098.2 | 1129.2 | 1160.2 | 1191.2 | 1222.2 | 1253.2 | 1284.2 | 0.03
2008-02-01 | 267.9 | 293.1 | 319.5 | 346.1 | 373.3 | 400.9 | 428.8 | 456.7 | 484.8 | 513 | 541.2 | 569.5 | 597.8 | 626.2 | 654.6 | 683 | 711.5 | 739.9 | 768.4 | 797 | 825.6 | 854.4 | 883.2 | 912.2 | 941.2 | 970.2 | 999.2 | 1028.2 | 1057.2 | 1086.2 | 1115.2 | 1144.2 | 1173.2 | 1202.2 | 0.3
2008-03-01 | 125.3 | 146.8 | 169.3 | 192.9 | 217.4 | 243.1 | 269.8 | 297.1 | 325.5 | 354.2 | 383.4 | 412.9 | 442.6 | 472.5 | 502.8 | 533.2 | 563.7 | 594.5 | 625.2 | 656.2 | 687.2 | 718.1 | 749.1 | 780 | 811 | 842 | 872.9 | 903.9 | 934.8 | 965.8 | 996.7 | 1027.7 | 1058.7 | 1089.6 | 0.3
2008-04-01 | 19.6 | 24.3 | 30.6 | 37.9 | 45.9 | 55.3 | 65.2 | 76.4 | 88.6 | 103.2 | 118.3 | 135.4 | 153.3 | 172.3 | 192.2 | 212.9 | 234.3 | 255.9 | 278.1 | 301 | 324.3 | 348.6 | 373.1 | 398.3 | 423.8 | 449.9 | 476.5 | 503.5 | 531 | 558.6 | 586.3 | 614.5 | 642.8 | 671.4 | 0.5
2008-05-01 | 2.8 | 3.4 | 4.2 | 5.2 | 6.6 | 8.9 | 11.5 | 15 | 20.1 | 26.2 | 33.4 | 41.9 | 52.1 | 63.4 | 75.7 | 89.2 | 103.2 | 118.5 | 134.6 | 151.5 | 169.5 | 188.4 | 208.4 | 228.9 | 250.4 | 272.6 | 295.3 | 319 | 344 | 369.9 | 396.3 | 423.8 | 451.4 | 480.2 | 0.3
2008-06-01 | 0 | 0 | 0 | 0 | 0 | 0 | 0 | 0 | 0 | 0.1 | 0.3 | 0.4 | 0.6 | 1 | 1.5 | 2.1 | 3.2 | 4.5 | 6.3 | 9 | 12.8 | 17.6 | 24.4 | 32.5 | 41.9 | 52.6 | 63.5 | 76 | 89.4 | 103.4 | 118.8 | 134.4 | 151.9 | 169.7 | 0.07
2008-07-01 | 0 | 0 | 0 | 0 | 0 | 0 | 0 | 0 | 0 | 0 | 0 | 0 | 0 | 0 | 0 | 0 | 0 | 0 | 0 | 0 | 0.2 | 0.3 | 0.7 | 1.4 | 2.7 | 4.8 | 8 | 12.5 | 18.3 | 25 | 33.4 | 43.1 | 54.3 | 67 | 0.1
2008-08-01 | 0 | 0 | 0 | 0 | 0 | 0 | 0 | 0 | 0 | 0 | 0 | 0 | 0.3 | 0.5 | 1.5 | 2.2 | 3.4 | 4.8 | 6.5 | 8.8 | 11.5 | 14.4 | 18.1 | 23.1 | 28.9 | 36.3 | 45.6 | 56.9 | 69.8 | 84.7 | 101.7 | 119.5 | 138.6 | 158.6 | 0.2
2008-09-01 | 0.1 | 0.2 | 0.5 | 1 | 1.7 | 2.8 | 4.1 | 5.8 | 7.8 | 10.1 | 13.2 | 16.3 | 19.7 | 23.3 | 27.5 | 32 | 37.2 | 43.2 | 50 | 57.3 | 65.3 | 74.2 | 83.9 | 94.8 | 106.7 | 120.2 | 135.2 | 151.7 | 170 | 190.3 | 211.3 | 233.1 | 255.6 | 279.5 | 0.3
2008-10-01 | 23.8 | 28.9 | 34.6 | 40.7 | 47.7 | 55.7 | 65.1 | 75.3 | 86.9 | 99.3 | 112.9 | 127.1 | 142.4 | 159.1 | 175.9 | 193.9 | 212.4 | 231.9 | 252.1 | 273.7 | 296.4 | 319.8 | 344.2 | 369 | 394.8 | 421.9 | 449.7 | 478 | 507.1 | 536.4 | 566.5 | 596.8 | 627.4 | 658.3 | 0.3
2008-11-01 | 123.8 | 137.4 | 151.8 | 166.9 | 182.5 | 199.1 | 216.5 | 234.8 | 254.1 | 274.2 | 295 | 316.7 | 338.4 | 360.7 | 383.4 | 406.7 | 430.2 | 453.7 | 478.1 | 503.7 | 530.1 | 557.8 | 585.5 | 614 | 642.6 | 671.6 | 701 | 730.3 | 760 | 789.7 | 819.6 | 849.7 | 879.7 | 909.8 | 0.3
2008-12-01 | 253.9 | 275.4 | 298.1 | 321 | 344.6 | 368.9 | 394.1 | 419.9 | 446.2 | 473.2 | 500.2 | 527.8 | 555.7 | 584 | 612.4 | 641 | 669.7 | 698.8 | 727.8 | 756.9 | 786.4 | 816.1 | 846.1 | 876.4 | 907.2 | 938.2 | 969.2 | 1000.2 | 1031.2 | 1062.2 | 1093.2 | 1124.2 | 1155.2 | 1186.2 | 0.2
2009-01-01 | 506.5 | 537.3 | 568.3 | 599.3 | 630.3 | 661.3 | 692.3 | 723.3 | 754.3 | 785.3 | 816.3 | 847.3 | 878.3 | 909.3 | 940.3 | 971.3 | 1002.3 | 1033.3 | 1064.3 | 1095.3 | 1126.3 | 1157.3 | 1188.3 | 1219.3 | 1250.3 | 1281.3 | 1312.3 | 1343.3 | 1374.3 | 1405.3 | 1436.3 | 1467.3 | 1498.3 | 1529.3 | 0.7
2009-02-01 | 256.7 | 278.9 | 301.3 | 324.6 | 348.3 | 372.9 | 397.8 | 423.6 | 449.5 | 475.9 | 502.5 | 529.4 | 556.5 | 583.5 | 610.8 | 638.1 | 665.6 | 693 | 720.7 | 748.4 | 776.2 | 804 | 831.8 | 859.8 | 887.8 | 915.8 | 943.8 | 971.8 | 999.8 | 1027.8 | 1055.8 | 1083.8 | 1111.8 | 1139.8 | 0.5
2009-03-01 | 164.9 | 181.7 | 199.9 | 219.5 | 240.4 | 262.5 | 285.5 | 309.5 | 334.4 | 360 | 386.1 | 413.2 | 440.7 | 468.8 | 497.2 | 526.1 | 555.6 | 585.2 | 615.1 | 645.1 | 675.2 | 705.5 | 736.3 | 767.2 | 798.2 | 829.2 | 860.1 | 891.1 | 922 | 953 | 984 | 1014.9 | 1045.9 | 1076.8 | 0.6
2009-04-01 | 17.9 | 22.9 | 28 | 34.2 | 41.8 | 50.2 | 59.7 | 70.3 | 82.3 | 95.4 | 109.6 | 124.4 | 140.3 | 156.9 | 175 | 193.6 | 213.9 | 235.1 | 257.2 | 279.7 | 303 | 327 | 351.4 | 376.5 | 402.3 | 428.1 | 454.6 | 481.4 | 508.4 | 535.3 | 562.9 | 590.4 | 618.4 | 646.8 | 0.5
2009-05-01 | 0 | 0.1 | 0.2 | 0.5 | 0.8 | 1.7 | 2.6 | 3.8 | 5.2 | 7.4 | 10.2 | 14.1 | 19.3 | 26 | 34 | 43.4 | 53.8 | 64.9 | 77 | 90 | 103.8 | 118.8 | 135.5 | 153.4 | 172.8 | 193.3 | 216 | 239.1 | 263.4 | 288.5 | 314.3 | 340.6 | 367.1 | 394.4 | 0.2
2009-06-01 | 0 | 0 | 0 | 0.1 | 0.2 | 0.4 | 0.6 | 0.9 | 1.4 | 1.9 | 2.3 | 3 | 3.7 | 4.3 | 5.1 | 6.3 | 7.8 | 10.1 | 14.2 | 19.1 | 25.7 | 33.5 | 42.2 | 52.5 | 65.2 | 80.2 | 97.2 | 116.1 | 136.6 | 158.6 | 181.5 | 205.7 | 230.5 | 256 | 0.07
2009-07-01 | 0 | 0 | 0 | 0 | 0 | 0 | 0 | 0 | 0 | 0 | 0 | 0.1 | 0.2 | 0.4 | 0.6 | 0.9 | 1.6 | 2.4 | 3.6 | 5.5 | 8.1 | 11.3 | 15.7 | 21.1 | 28.2 | 36.4 | 46.9 | 58.7 | 71.9 | 86 | 101 | 117.7 | 135 | 153.5 | 0
2009-08-01 | 0 | 0 | 0 | 0 | 0 | 0 | 0 | 0 | 0 | 0 | 0 | 0 | 0 | 0 | 0 | 0.3 | 0.6 | 1.5 | 3 | 4.9 | 7.8 | 11.3 | 15 | 19.2 | 23.8 | 28.8 | 34.6 | 41.1 | 47.9 | 55.9 | 65.9 | 76.7 | 88.6 | 101.8 | 0.2
2009-09-01 | 0.4 | 0.8 | 1.3 | 1.9 | 2.6 | 3.4 | 4.3 | 5.6 | 7.3 | 9.4 | 12.3 | 15.9 | 20 | 25 | 30.8 | 37.4 | 45.5 | 54.2 | 63.7 | 74.9 | 86.4 | 99.5 | 113.7 | 129.6 | 146.5 | 164.5 | 184.4 | 204.7 | 226.2 | 248.9 | 272.1 | 295.9 | 320.2 | 345.2 | 0.2
2009-10-01 | 18.2 | 22.6 | 28.1 | 34.7 | 41.3 | 49.1 | 57.6 | 67.3 | 78.9 | 91.8 | 105.7 | 121.3 | 137.7 | 155.9 | 174.7 | 194.4 | 215.4 | 237.7 | 260.8 | 284.1 | 308.8 | 333.9 | 360.1 | 386.6 | 413.6 | 441.7 | 470.4 | 499.4 | 529 | 558.8 | 589 | 619.5 | 650.2 | 680.8 | 0.06
2009-11-01 | 25.8 | 31.5 | 38.3 | 45.8 | 54.7 | 64.5 | 75.9 | 89.4 | 104.6 | 121.2 | 139.7 | 159.8 | 181.5 | 204.7 | 228.8 | 254 | 279.6 | 306.1 | 332.7 | 360 | 388.3 | 417 | 445.5 | 474.4 | 503.4 | 532.7 | 562.3 | 591.9 | 621.6 | 651.5 | 681.4 | 711.5 | 741.5 | 771.6 | 0.03
2009-12-01 | 297 | 322.4 | 348.5 | 375.1 | 402.5 | 430.3 | 458.4 | 486.7 | 515.3 | 543.9 | 572.9 | 602.1 | 631.5 | 660.9 | 690.8 | 720.8 | 751 | 781.2 | 811.5 | 841.9 | 872.3 | 902.7 | 933.2 | 963.8 | 994.4 | 1025 | 1055.7 | 1086.4 | 1117.2 | 1148 | 1179 | 1210 | 1241 | 1272 | 0.2
2010-01-01 | 370.1 | 398.5 | 427.5 | 456.9 | 486.4 | 516.2 | 546.1 | 576.2 | 606.3 | 636.6 | 666.9 | 697.2 | 727.7 | 758.1 | 788.7 | 819.4 | 850.2 | 881 | 911.9 | 942.9 | 973.9 | 1004.9 | 1035.9 | 1066.9 | 1097.9 | 1128.9 | 1159.9 | 1190.9 | 1221.9 | 1252.9 | 1283.9 | 1314.9 | 1345.9 | 1376.9 | 0.1
2010-02-01 | 221.4 | 246.1 | 271.6 | 297.3 | 323.6 | 350.3 | 377.3 | 404.6 | 432 | 459.8 | 487.7 | 515.6 | 543.6 | 571.6 | 599.6 | 627.6 | 655.6 | 683.6 | 711.6 | 739.6 | 767.6 | 795.6 | 823.6 | 851.6 | 879.6 | 907.6 | 935.6 | 963.6 | 991.6 | 1019.6 | 1047.6 | 1075.6 | 1103.6 | 1131.6 | 0.1
2010-03-01 | 50.3 | 60.5 | 73.1 | 87.5 | 102.9 | 120 | 138.7 | 158.8 | 180.3 | 203 | 227 | 251.8 | 277.2 | 303 | 329.9 | 356.7 | 384.3 | 412.1 | 440.7 | 469.5 | 498.4 | 527.6 | 557.1 | 586.5 | 615.9 | 645.7 | 675.6 | 705.7 | 736.2 | 766.5 | 797 | 827.5 | 858.3 | 889.2 | 0.1
2010-04-01 | 5 | 7.3 | 10.7 | 15.8 | 21.7 | 28.5 | 36.4 | 44.8 | 54.2 | 64.7 | 77.1 | 90.3 | 105 | 120.6 | 136.8 | 154.4 | 172.4 | 191.5 | 211.2 | 232.3 | 253.8 | 276.5 | 300 | 323.6 | 348.5 | 374 | 399.9 | 426.2 | 453 | 480.3 | 508 | 536 | 564.5 | 593 | 0.3
2010-05-01 | 1.6 | 2.2 | 3 | 4 | 5.4 | 6.7 | 8.4 | 10.2 | 12.2 | 14.7 | 17.9 | 21.5 | 25.7 | 30.7 | 36.8 | 43.8 | 52.3 | 61.6 | 72.4 | 83.8 | 96.6 | 110.1 | 124.3 | 139.4 | 155.6 | 172.3 | 189.9 | 208.3 | 227.5 | 247.4 | 268.3 | 289.7 | 312.3 | 335.5 | 0.5
2010-06-01 | 0 | 0 | 0 | 0 | 0 | 0 | 0 | 0 | 0.1 | 0.2 | 0.4 | 0.8 | 1.2 | 1.7 | 2.3 | 3.2 | 4.5 | 6.4 | 9 | 12.2 | 16 | 20.4 | 25.7 | 31.5 | 38.3 | 45.8 | 54.6 | 64.6 | 75.9 | 88.2 | 101.9 | 116.1 | 132.7 | 150.3 | 0.2
2010-07-01 | 0 | 0 | 0 | 0 | 0 | 0 | 0 | 0 | 0 | 0 | 0 | 0 | 0 | 0.1 | 0.3 | 0.6 | 1.1 | 1.8 | 2.6 | 3.7 | 5 | 6.4 | 7.9 | 9.7 | 12 | 14.6 | 17.7 | 21.4 | 25.2 | 30.1 | 35.6 | 43 | 50.7 | 59.9 | 0.4
2010-08-01 | 0 | 0 | 0 | 0 | 0 | 0 | 0 | 0 | 0 | 0 | 0 | 0 | 0.1 | 0.4 | 0.8 | 1.4 | 2.5 | 3.6 | 5.1 | 6.9 | 9.3 | 11.7 | 14.7 | 18.3 | 22.4 | 28.2 | 35.3 | 43.6 | 52.9 | 63.3 | 74.3 | 86.5 | 99.4 | 113.1 | 0.3
2010-09-01 | 0 | 0 | 0 | 0.1 | 0.4 | 0.7 | 1.1 | 1.6 | 2.2 | 2.8 | 3.5 | 4.5 | 6 | 7.8 | 10.2 | 12.7 | 15.5 | 19.3 | 23.3 | 28.7 | 34.9 | 42.3 | 50.9 | 60.8 | 71.4 | 83.8 | 96.9 | 111.2 | 127 | 144 | 161.3 | 180 | 199.6 | 220.2 | 0
2010-10-01 | 9.8 | 13.7 | 18.1 | 23.2 | 28.9 | 35.2 | 42.4 | 50 | 58.6 | 68.5 | 79.4 | 91.4 | 104.8 | 119.5 | 135.2 | 152.1 | 170 | 189.8 | 211.4 | 234.5 | 258.1 | 282.7 | 307.6 | 332.8 | 359.1 | 385.8 | 413.3 | 441.4 | 469.7 | 498.5 | 527.5 | 556.9 | 586.5 | 616.2 | 0.1
2010-11-01 | 69.6 | 80.4 | 92.6 | 105.8 | 120 | 135.5 | 151.9 | 169.6 | 189 | 210 | 232.1 | 255.5 | 279.9 | 305.5 | 332.2 | 359.4 | 387.3 | 415.2 | 443.9 | 472.7 | 501.9 | 531.4 | 560.9 | 590.5 | 620.1 | 650 | 679.9 | 709.8 | 739.9 | 769.9 | 800 | 830 | 860 | 890.1 | 0.07
2010-12-01 | 309.4 | 336.5 | 363.8 | 391.4 | 419 | 447 | 475.1 | 503.6 | 532.3 | 561.1 | 590.1 | 619.1 | 648.4 | 677.9 | 707.6 | 737.9 | 768.5 | 799.2 | 830.1 | 861.1 | 892.1 | 923.1 | 954.1 | 985.1 | 1016.1 | 1047.1 | 1078.1 | 1109.1 | 1140.1 | 1171.1 | 1202.1 | 1233.1 | 1264.1 | 1295.1 | 0.2
2011-01-01 | 473.6 | 503.1 | 532.6 | 562.2 | 591.8 | 621.6 | 651.4 | 681.3 | 711.7 | 742.1 | 772.8 | 803.6 | 834.4 | 865.3 | 896.1 | 926.9 | 957.8 | 988.6 | 1019.6 | 1050.6 | 1081.6 | 1112.6 | 1143.6 | 1174.6 | 1205.6 | 1236.6 | 1267.6 | 1298.6 | 1329.6 | 1360.6 | 1391.6 | 1422.6 | 1453.6 | 1484.6 | 0.03
2011-02-01 | 336.2 | 360.9 | 385.9 | 411.9 | 438.1 | 464.3 | 490.7 | 517.4 | 544 | 570.8 | 597.7 | 624.6 | 651.8 | 679.1 | 706.7 | 734.2 | 761.9 | 789.7 | 817.5 | 845.5 | 873.5 | 901.5 | 929.5 | 957.5 | 985.5 | 1013.5 | 1041.5 | 1069.5 | 1097.5 | 1125.5 | 1153.5 | 1181.5 | 1209.5 | 1237.5 | 0.04
2011-03-01 | 141.9 | 160.9 | 181.7 | 203.3 | 225.4 | 249 | 273 | 298.2 | 323.7 | 350.3 | 377.2 | 404.8 | 432.8 | 461.3 | 490.2 | 519.5 | 549.1 | 578.9 | 609.1 | 639.4 | 669.8 | 700.3 | 730.8 | 761.3 | 791.8 | 822.6 | 853.2 | 884 | 914.8 | 945.5 | 976.4 | 1007.3 | 1038.3 | 1069.3 | 0.03
2011-04-01 | 21.6 | 26.4 | 32.1 | 38.2 | 45 | 53.5 | 64 | 76.3 | 88.9 | 103.2 | 118.7 | 134.7 | 151.9 | 170 | 188.8 | 208.9 | 229.8 | 251.6 | 273.6 | 297 | 320.9 | 345.6 | 370.5 | 395.8 | 421.6 | 448.2 | 474.9 | 502.3 | 530 | 557.9 | 586.1 | 614.7 | 643.2 | 672.2 | 0.03
2011-05-01 | 0.4 | 0.7 | 1.2 | 1.8 | 2.3 | 3.1 | 4.3 | 5.8 | 7.6 | 9.9 | 13.3 | 18.8 | 25.5 | 33.9 | 43.3 | 54.6 | 66.4 | 79.4 | 93.6 | 109.4 | 125.9 | 143.5 | 162.3 | 181.9 | 202.5 | 223.7 | 245.5 | 268.1 | 291.3 | 315 | 339.9 | 365.3 | 391.4 | 418 | 0
2011-06-01 | 0 | 0 | 0 | 0.1 | 0.2 | 0.4 | 0.6 | 1 | 1.5 | 2 | 2.5 | 3.2 | 4.2 | 5.3 | 6.8 | 8.8 | 11.6 | 15.4 | 20.3 | 26.3 | 33.3 | 41 | 49.5 | 59.8 | 70.8 | 83 | 96.9 | 112.2 | 128.2 | 145.3 | 164.1 | 183.5 | 204.2 | 225.7 | 0
2011-07-01 | 0 | 0 | 0 | 0 | 0 | 0 | 0 | 0 | 0 | 0 | 0 | 0 | 0 | 0 | 0 | 0 | 0 | 0.2 | 0.6 | 1 | 1.7 | 2.8 | 4 | 5.8 | 8 | 10.9 | 14.8 | 19.7 | 25.4 | 32.2 | 40.1 | 48.8 | 58.9 | 70.4 | 0.03
2011-08-01 | 0 | 0 | 0 | 0 | 0 | 0 | 0 | 0 | 0 | 0 | 0 | 0 | 0 | 0 | 0 | 0 | 0.1 | 0.4 | 1.1 | 1.9 | 3.4 | 5.1 | 7.7 | 10.7 | 14.4 | 18.9 | 24.4 | 30.7 | 38.8 | 48.1 | 59.2 | 71.2 | 85.6 | 100.9 | 0.1
2011-09-01 | 0 | 0 | 0.1 | 0.3 | 0.7 | 1.3 | 2 | 2.7 | 3.7 | 4.8 | 6.3 | 8 | 9.9 | 12.1 | 14.6 | 17.4 | 20.5 | 23.9 | 27.5 | 31.5 | 36.6 | 42.3 | 49.9 | 58.3 | 68.8 | 80.4 | 93.5 | 108.2 | 123.7 | 140.6 | 158.8 | 178.4 | 199 | 220.5 | 0
2011-10-01 | 18.4 | 22.5 | 27.5 | 32.9 | 39 | 45.2 | 52.2 | 59.2 | 67.1 | 75.9 | 85.2 | 95.2 | 106.1 | 118.2 | 131.3 | 145.1 | 159.9 | 175.6 | 193.5 | 212.9 | 234.5 | 257.8 | 282.4 | 307.3 | 334.2 | 361.6 | 389.7 | 417.9 | 447 | 476.2 | 505.8 | 535.7 | 565.6 | 595.6 | 0
2011-11-01 | 45.7 | 53.1 | 61.4 | 70.6 | 80.7 | 91 | 102.6 | 115.3 | 129.1 | 143.8 | 159.2 | 176.2 | 193.9 | 212.4 | 231.8 | 252.5 | 274.2 | 296.7 | 319.7 | 344 | 369.2 | 395.5 | 422.1 | 449.6 | 477.4 | 505.5 | 534.2 | 563.2 | 592.5 | 622.1 | 651.9 | 681.7 | 711.7 | 741.8 | 0.1
2011-12-01 | 154.7 | 172.2 | 190.8 | 210.7 | 231.8 | 254.3 | 277.5 | 301.5 | 326.7 | 352.2 | 378.4 | 405 | 432.2 | 460 | 488.1 | 517.1 | 546.3 | 575.9 | 605.5 | 635.4 | 665.8 | 696.4 | 727.1 | 757.9 | 788.8 | 819.8 | 850.8 | 881.8 | 912.8 | 943.8 | 974.8 | 1005.8 | 1036.8 | 1067.8 | 0
2012-01-01 | 254.3 | 278.5 | 303.9 | 330.4 | 357.1 | 384.7 | 413.2 | 441.8 | 470.6 | 499.8 | 529.5 | 559.6 | 589.9 | 620.2 | 650.9 | 681.5 | 712.2 | 743.1 | 773.9 | 804.8 | 835.7 | 866.7 | 897.7 | 928.7 | 959.7 | 990.7 | 1021.7 | 1052.7 | 1083.7 | 1114.7 | 1145.7 | 1176.7 | 1207.7 | 1238.7 | 0
2012-02-01 | 162.3 | 182.4 | 203.6 | 226.4 | 249.8 | 274.1 | 299.3 | 325.1 | 351.9 | 379 | 406.3 | 434.3 | 462.4 | 490.7 | 519.2 | 547.9 | 576.6 | 605.4 | 634.3 | 663.2 | 692.2 | 721.2 | 750.2 | 779.2 | 808.2 | 837.2 | 866.2 | 895.2 | 924.2 | 953.2 | 982.2 | 1011.2 | 1040.2 | 1069.2 | 0.03
2012-03-01 | 69.9 | 80.8 | 93.8 | 107.2 | 122.1 | 137.8 | 154.7 | 172.9 | 191.9 | 211.4 | 231.9 | 253 | 274.9 | 297.5 | 320.7 | 344 | 367.3 | 391.1 | 415.8 | 440.1 | 465.4 | 490.7 | 516.6 | 543 | 569.5 | 596.4 | 624.1 | 651.6 | 679.3 | 707.5 | 735.9 | 764.3 | 793.1 | 822.2 | 0
2012-04-01 | 15.6 | 19.3 | 24.3 | 29.9 | 36.1 | 43.5 | 51.9 | 61.8 | 72.2 | 83.7 | 96.3 | 110.3 | 125.5 | 141.8 | 159.3 | 177.8 | 197.2 | 217.7 | 239.1 | 261.5 | 284.8 | 308.4 | 332.6 | 357.8 | 383.5 | 409.5 | 436 | 462.7 | 489.6 | 516.8 | 544.2 | 572 | 599.9 | 627.9 | 0.03
2012-05-01 | 0 | 0 | 0.1 | 0.3 | 0.5 | 0.8 | 1.3 | 2.3 | 4.2 | 6.9 | 10.4 | 14.6 | 19.3 | 25.4 | 32.1 | 39.6 | 48.2 | 57.7 | 67.8 | 78.7 | 90.4 | 103.6 | 117 | 131.8 | 148.2 | 166.6 | 186.6 | 207.7 | 230.1 | 253.1 | 277.2 | 302 | 327.4 | 353.4 | 0.06
2012-06-01 | 0 | 0 | 0 | 0 | 0 | 0 | 0 | 0 | 0 | 0.1 | 0.3 | 0.6 | 1.9 | 3.8 | 6.8 | 10.2 | 14.2 | 18.9 | 24.5 | 30.5 | 37.9 | 46.2 | 55.8 | 66.2 | 77.8 | 90.6 | 105.1 | 120.6 | 137.2 | 154.7 | 173.4 | 193.5 | 214.7 | 236.8 | 0.07
2012-07-01 | 0 | 0 | 0 | 0 | 0 | 0 | 0 | 0 | 0 | 0 | 0 | 0 | 0 | 0.1 | 0.2 | 0.4 | 0.7 | 1.2 | 1.7 | 2.3 | 3.6 | 4.8 | 6.5 | 8.2 | 10.4 | 13.6 | 17.2 | 21.6 | 27 | 33.7 | 41.4 | 50.4 | 60.8 | 72.3 | 0.1
2012-08-01 | 0 | 0 | 0 | 0 | 0 | 0 | 0 | 0 | 0 | 0 | 0 | 0 | 0 | 0 | 0.1 | 0.2 | 0.3 | 0.9 | 1.5 | 2.5 | 3.8 | 5.5 | 7.4 | 9.8 | 13.2 | 16.9 | 21.3 | 26.5 | 32.9 | 40.4 | 48.8 | 57.8 | 68.8 | 81.1 | 0.03
2012-09-01 | 0 | 0.1 | 0.3 | 0.8 | 1.5 | 2.4 | 3.8 | 5.5 | 7.4 | 9.9 | 12.9 | 16.1 | 19.7 | 23.7 | 28.2 | 33.1 | 38.9 | 46 | 54.2 | 63.3 | 73.2 | 83.8 | 95.1 | 107.4 | 120.9 | 135.2 | 151.2 | 168.6 | 186.6 | 206 | 226.5 | 248.2 | 270.5 | 293.9 | 0
2012-10-01 | 5.6 | 6.9 | 8.5 | 10.4 | 13 | 16 | 19.9 | 24.7 | 29.8 | 36.1 | 43.4 | 51.5 | 60.9 | 71.6 | 83.9 | 97.1 | 111.9 | 128.9 | 146.7 | 165.2 | 184.9 | 205.4 | 227.3 | 250.7 | 276.3 | 302.9 | 329.9 | 357.9 | 386.6 | 416.1 | 445.7 | 475.6 | 505.5 | 535.4 | 0.2
2012-11-01 | 107 | 124.4 | 142.3 | 161.2 | 181.1 | 201.6 | 222.9 | 245.5 | 268.9 | 293.2 | 318.6 | 344.4 | 371.1 | 398.6 | 426.1 | 454.1 | 482.4 | 511.2 | 540.1 | 569 | 598 | 626.9 | 656 | 685.1 | 714.3 | 744 | 773.5 | 803.5 | 833.3 | 863.3 | 893.3 | 923.3 | 953.4 | 983.4 | 0
2012-12-01 | 173.1 | 194 | 215.7 | 238.9 | 263.3 | 288.9 | 315 | 342.1 | 369.9 | 397.9 | 426.2 | 454.8 | 483.9 | 513.2 | 542.8 | 572.5 | 602.5 | 632.8 | 663.2 | 693.7 | 724.6 | 755.6 | 786.6 | 817.6 | 848.6 | 879.6 | 910.6 | 941.6 | 972.6 | 1003.6 | 1034.6 | 1065.6 | 1096.6 | 1127.6 | 0.2
2013-01-01 | 330.2 | 353.8 | 378.7 | 404.7 | 431.1 | 458.3 | 485.5 | 513.4 | 541.4 | 570.1 | 598.7 | 627.6 | 656.5 | 685.8 | 715.4 | 745.2 | 775 | 805 | 834.9 | 865 | 895.3 | 925.6 | 956 | 986.9 | 1017.9 | 1048.9 | 1079.9 | 1110.9 | 1141.9 | 1172.9 | 1203.9 | 1234.9 | 1265.9 | 1296.9 | 0.03
2013-02-01 | 267.1 | 292.5 | 318.5 | 345.1 | 372.1 | 399.4 | 426.8 | 454.5 | 482.3 | 510.2 | 538.2 | 566.2 | 594.2 | 622.2 | 650.2 | 678.2 | 706.2 | 734.2 | 762.2 | 790.2 | 818.2 | 846.2 | 874.2 | 902.2 | 930.2 | 958.2 | 986.2 | 1014.2 | 1042.2 | 1070.2 | 1098.2 | 1126.2 | 1154.2 | 1182.2 | 0.07
2013-03-01 | 144.4 | 166.3 | 190.1 | 214.4 | 239.5 | 265.1 | 291.5 | 318.4 | 345.6 | 373.3 | 401.5 | 429.8 | 458.3 | 487.7 | 517.1 | 546.7 | 577 | 607.3 | 637.9 | 668.8 | 699.7 | 730.7 | 761.7 | 792.6 | 823.6 | 854.5 | 885.5 | 916.4 | 947.4 | 978.4 | 1009.3 | 1040.3 | 1071.2 | 1102.2 | 0.1
2013-04-01 | 29.8 | 36.8 | 44.7 | 53.7 | 63.3 | 74 | 85.6 | 98.2 | 112.2 | 127.1 | 143.2 | 160.4 | 178.4 | 197.2 | 217.6 | 238.6 | 260.1 | 283 | 306.5 | 331 | 355.7 | 381.1 | 406.8 | 433.2 | 460.1 | 487.6 | 515.2 | 543.4 | 571.9 | 601 | 630.1 | 659.6 | 689.1 | 718.8 | 0.03
2013-05-01 | 4.2 | 5.8 | 7.8 | 10.8 | 14.1 | 18.1 | 22.6 | 27.6 | 33.2 | 39.1 | 45.8 | 52.7 | 60.7 | 69.5 | 78.7 | 88.8 | 100 | 112 | 124.8 | 139.4 | 155.4 | 172.3 | 190.3 | 209.1 | 228.3 | 249.1 | 270.6 | 293.5 | 317.2 | 341.7 | 366.9 | 393.3 | 419.9 | 447.2 | 0.03
2013-06-01 | 0 | 0 | 0 | 0 | 0 | 0 | 0 | 0 | 0 | 0.1 | 0.4 | 0.7 | 1.2 | 1.9 | 2.8 | 4.2 | 6.6 | 9.6 | 13.6 | 18.7 | 25.3 | 32.7 | 40.3 | 49.7 | 59.7 | 70.1 | 81.6 | 93.9 | 107.4 | 121.5 | 136.7 | 153.1 | 170.8 | 189.8 | 0
2013-07-01 | 0 | 0 | 0 | 0 | 0 | 0 | 0 | 0 | 0 | 0 | 0 | 0 | 0 | 0 | 0 | 0 | 0 | 0 | 0 | 0 | 0.1 | 0.5 | 1.4 | 2.8 | 4.6 | 7 | 9.9 | 13 | 17 | 22.3 | 28.6 | 35.9 | 44.8 | 54.8 | 0.1
2013-08-01 | 0 | 0 | 0 | 0 | 0 | 0 | 0 | 0 | 0 | 0 | 0 | 0.2 | 0.5 | 0.8 | 1.5 | 2.6 | 4 | 5.9 | 8.2 | 10.6 | 13.8 | 17.7 | 22.1 | 27.3 | 33.4 | 40.4 | 48.6 | 58 | 69.4 | 82 | 95.4 | 110.3 | 126 | 143.3 | 0.6
2013-09-01 | 0.1 | 0.3 | 0.8 | 1.5 | 2.5 | 3.7 | 5.8 | 8.4 | 11.3 | 14.9 | 19.2 | 24.3 | 30.4 | 36.6 | 43.8 | 51 | 59 | 68.7 | 78.5 | 89.6 | 101.1 | 113.6 | 126.8 | 140.8 | 155.9 | 172.1 | 188.7 | 206.3 | 225 | 244.5 | 265.1 | 286.3 | 308.7 | 331.9 | 0.03
2013-10-01 | 26.6 | 31.5 | 36.7 | 42.6 | 48.8 | 55.7 | 63.9 | 72 | 81.3 | 91.1 | 102.4 | 114.2 | 127.4 | 141.6 | 156.8 | 173.1 | 190.4 | 208.7 | 227.7 | 248.2 | 270.1 | 292.7 | 316.5 | 341.5 | 367.5 | 394.1 | 421.1 | 449.2 | 477.6 | 506.6 | 535.7 | 565 | 594.3 | 623.9 | 0.03
2013-11-01 | 134.3 | 148.9 | 165 | 182.1 | 200.5 | 220.2 | 240.1 | 261.2 | 283.1 | 306.1 | 329.9 | 353.9 | 378.6 | 403.8 | 429 | 455 | 481.1 | 507.8 | 534.4 | 561.6 | 588.8 | 615.8 | 643.6 | 671.7 | 700.1 | 729.2 | 758.3 | 787.7 | 817.5 | 847.4 | 877.3 | 907.2 | 937.3 | 967.3 | 0
2013-12-01 | 315.3 | 342 | 368.9 | 396.2 | 423.8 | 452 | 480.6 | 509.2 | 538.3 | 567.4 | 596.9 | 626.6 | 656.7 | 686.9 | 717.3 | 747.8 | 778.5 | 809.4 | 840.4 | 871.4 | 902.4 | 933.4 | 964.4 | 995.4 | 1026.4 | 1057.4 | 1088.4 | 1119.4 | 1150.4 | 1181.4 | 1212.4 | 1243.4 | 1274.4 | 1305.4 | 0
2014-01-01 | 472.3 | 498.7 | 525.5 | 552.6 | 580.1 | 607.8 | 635.9 | 664.3 | 693.1 | 722.4 | 751.6 | 781.4 | 811.4 | 841.3 | 871.3 | 901.6 | 931.7 | 962 | 992.5 | 1023.2 | 1054 | 1085 | 1116 | 1147 | 1178 | 1209 | 1240 | 1271 | 1302 | 1333 | 1364 | 1395 | 1426 | 1457 | 0.03
2014-02-01 | 391.3 | 417 | 442.9 | 469 | 495.4 | 521.8 | 548.8 | 575.8 | 602.9 | 630.5 | 658.2 | 686 | 713.9 | 741.8 | 769.7 | 797.7 | 825.7 | 853.7 | 881.7 | 909.7 | 937.7 | 965.7 | 993.7 | 1021.7 | 1049.7 | 1077.7 | 1105.7 | 1133.7 | 1161.7 | 1189.7 | 1217.7 | 1245.7 | 1273.7 | 1301.7 | 0
2014-03-01 | 287.5 | 312 | 338.2 | 365.4 | 392.8 | 420.6 | 448.7 | 477.1 | 505.4 | 534.1 | 563.4 | 592.9 | 623 | 653.3 | 683.9 | 714.4 | 745.2 | 776.1 | 807 | 838 | 868.9 | 899.9 | 930.9 | 961.8 | 992.8 | 1023.7 | 1054.7 | 1085.6 | 1116.6 | 1147.6 | 1178.5 | 1209.5 | 1240.4 | 1271.4 | 0
2014-04-01 | 34.8 | 41.7 | 49.3 | 58.1 | 68.3 | 80.3 | 93.5 | 107.8 | 123.4 | 139.5 | 157.3 | 175.4 | 194.8 | 214.9 | 236.4 | 258.4 | 281.4 | 305 | 329.2 | 353.9 | 379.1 | 404.6 | 430.4 | 456.8 | 483.8 | 511.1 | 538.9 | 567.4 | 596 | 624.9 | 653.7 | 683 | 712.4 | 741.8 | 0.07
2014-05-01 | 0.7 | 1.3 | 2 | 2.7 | 3.7 | 4.9 | 6.3 | 8.5 | 11.2 | 14.3 | 18.6 | 23.6 | 30.2 | 38.3 | 46.9 | 58 | 69.7 | 82.6 | 96.6 | 112.3 | 128.6 | 145.8 | 164.5 | 183.7 | 204.3 | 225.9 | 248.8 | 273.6 | 299 | 325.7 | 352.5 | 379.9 | 407.9 | 436.5 | 0.1
2014-06-01 | 0 | 0 | 0.2 | 0.3 | 0.5 | 0.8 | 1.1 | 1.3 | 1.6 | 2 | 2.5 | 3.1 | 4 | 5 | 6.5 | 8.7 | 11.2 | 14.5 | 18.5 | 23 | 28.1 | 35.1 | 42.9 | 51.7 | 61.6 | 73 | 85.4 | 99 | 113.4 | 128.8 | 145.4 | 162.3 | 180.2 | 199.2 | 0.1
2014-07-01 | 0 | 0 | 0 | 0 | 0 | 0 | 0 | 0 | 0 | 0 | 0 | 0 | 0 | 0 | 0 | 0 | 0.1 | 0.2 | 1 | 1.7 | 3 | 4.8 | 6.8 | 9.8 | 13.6 | 18.1 | 23.1 | 29.3 | 36.1 | 43.5 | 52.3 | 62 | 72.5 | 85.2 | 0.1
2014-08-01 | 0 | 0 | 0 | 0 | 0 | 0 | 0 | 0 | 0 | 0 | 0.1 | 0.2 | 0.4 | 0.9 | 1.6 | 2.4 | 3.9 | 6.1 | 8.9 | 12.1 | 16.3 | 21.5 | 27 | 34.3 | 42.4 | 51.5 | 61.8 | 74.2 | 87.3 | 101.6 | 117.2 | 134.1 | 152.3 | 171.4 | 0.06
2014-09-01 | 1.4 | 1.9 | 2.6 | 3.4 | 4.4 | 6 | 7.7 | 9.7 | 12.2 | 15.2 | 18.8 | 23 | 28.6 | 34.2 | 40.6 | 47.2 | 54.5 | 62.6 | 71.8 | 82.3 | 93.5 | 105.7 | 118.7 | 132.8 | 147.9 | 163.6 | 180.8 | 198.7 | 217.3 | 236.6 | 256.6 | 277.9 | 299.8 | 323 | 0.07
2014-10-01 | 5 | 7.3 | 10 | 12.8 | 16.2 | 20.4 | 25.2 | 31.2 | 37.4 | 44.9 | 52.7 | 62.2 | 72.8 | 85 | 98.3 | 113.4 | 129.2 | 146.4 | 164.8 | 185.2 | 206.4 | 228.3 | 251.5 | 275.9 | 301.1 | 327 | 353.7 | 380.9 | 408.6 | 436.8 | 465 | 493.7 | 523.1 | 553.1 | 0.03
2014-11-01 | 109.8 | 124.9 | 141.9 | 160.6 | 180 | 200.4 | 221.6 | 243.1 | 265.2 | 288.1 | 311.9 | 336.2 | 361.1 | 386 | 411.7 | 438 | 464.4 | 491.5 | 518.9 | 546.4 | 574.5 | 602.8 | 631.6 | 660.7 | 690.1 | 719.9 | 749.7 | 779.7 | 809.7 | 839.8 | 869.8 | 899.8 | 929.9 | 959.9 | 0.03
2014-12-01 | 161.4 | 183.5 | 207.2 | 231.7 | 257 | 283.3 | 310.8 | 339 | 367.4 | 396.3 | 425.8 | 455.6 | 485.6 | 516 | 546.5 | 577 | 607.6 | 638.2 | 668.8 | 699.5 | 730.2 | 761 | 791.9 | 822.9 | 853.9 | 884.9 | 915.9 | 946.9 | 977.9 | 1008.9 | 1039.9 | 1070.9 | 1101.9 | 1132.9 | 0
2015-01-01 | 484.2 | 514.1 | 544.1 | 574.3 | 604.6 | 634.8 | 665.3 | 695.9 | 726.4 | 757.1 | 787.8 | 818.7 | 849.6 | 880.6 | 911.6 | 942.6 | 973.6 | 1004.6 | 1035.6 | 1066.6 | 1097.6 | 1128.6 | 1159.6 | 1190.6 | 1221.6 | 1252.6 | 1283.6 | 1314.6 | 1345.6 | 1376.6 | 1407.6 | 1438.6 | 1469.6 | 1500.6 | 0
2015-02-01 | 632.3 | 660.3 | 688.3 | 716.3 | 744.3 | 772.3 | 800.3 | 828.3 | 856.3 | 884.3 | 912.3 | 940.3 | 968.3 | 996.3 | 1024.3 | 1052.3 | 1080.3 | 1108.3 | 1136.3 | 1164.3 | 1192.3 | 1220.3 | 1248.3 | 1276.3 | 1304.3 | 1332.3 | 1360.3 | 1388.3 | 1416.3 | 1444.3 | 1472.3 | 1500.3 | 1528.3 | 1556.3 | 0
2015-03-01 | 261.1 | 286.1 | 312.5 | 339.1 | 366.7 | 395.1 | 423.5 | 452.7 | 482 | 512 | 542.3 | 572.7 | 603.4 | 633.9 | 664.7 | 695.3 | 726.3 | 757.3 | 788.2 | 819.2 | 850.1 | 881.1 | 912.1 | 943 | 974 | 1004.9 | 1035.9 | 1066.8 | 1097.8 | 1128.8 | 1159.7 | 1190.7 | 1221.6 | 1252.6 | 0
2015-04-01 | 30.1 | 37.1 | 44.5 | 53.6 | 63.2 | 73.8 | 85.2 | 97.1 | 110.3 | 124.6 | 140.2 | 157.4 | 175.5 | 195.1 | 215.4 | 237 | 259.9 | 283.6 | 308.6 | 334 | 360.1 | 386.5 | 413.3 | 440.5 | 468.1 | 496.4 | 525 | 554 | 583.1 | 612.6 | 642.2 | 672 | 701.8 | 731.7 | 0.03
2015-05-01 | 1.1 | 1.6 | 2.3 | 3.1 | 4 | 5.1 | 6.6 | 8.7 | 10.9 | 14.1 | 17.6 | 21.5 | 26.4 | 32.1 | 38.1 | 45.1 | 52.6 | 60.7 | 70.3 | 80.9 | 91.9 | 103.6 | 116 | 129.2 | 143.4 | 158.5 | 174.8 | 192.1 | 210.1 | 229.5 | 249.6 | 270.8 | 293.1 | 316.4 | 2
2015-06-01 | 0 | 0 | 0 | 0 | 0 | 0.1 | 0.2 | 0.4 | 0.7 | 1.6 | 3.3 | 5.8 | 9 | 12.7 | 16.4 | 20.9 | 25.9 | 31.8 | 37.8 | 45.6 | 53.9 | 63.6 | 73.5 | 84.3 | 95.7 | 107.9 | 121.7 | 136.3 | 152.3 | 169.3 | 187.8 | 207.2 | 227 | 247.6 | 0.1
2015-07-01 | 0 | 0 | 0 | 0 | 0 | 0 | 0 | 0 | 0 | 0 | 0 | 0 | 0 | 0 | 0.1 | 0.2 | 0.4 | 0.7 | 1.3 | 2.4 | 3.5 | 5.2 | 7.5 | 10.1 | 13.4 | 17.4 | 23 | 29.3 | 36.4 | 44.9 | 54.7 | 66.2 | 78.3 | 91.9 | 0
2015-08-01 | 0 | 0 | 0 | 0 | 0 | 0 | 0 | 0 | 0 | 0 | 0 | 0 | 0 | 0 | 0 | 0.1 | 0.4 | 1.2 | 2.2 | 3.8 | 5.9 | 8.5 | 11.2 | 14.5 | 18.1 | 22.4 | 27.2 | 33 | 39.7 | 47.6 | 56.6 | 67.8 | 80.2 | 94.2 | 0
2015-09-01 | 0.8 | 1.1 | 1.4 | 1.9 | 2.3 | 2.8 | 3.7 | 4.6 | 5.9 | 7.6 | 9.8 | 12.3 | 15.3 | 18.6 | 22.4 | 26.1 | 30.5 | 35.4 | 40.7 | 46.9 | 53.4 | 60.6 | 68.2 | 76.7 | 86 | 96.2 | 107.9 | 120.9 | 135.5 | 150.9 | 167.5 | 184.7 | 202.9 | 222.1 | 0
2015-10-01 | 24.9 | 29.2 | 33.7 | 38.5 | 44.1 | 50.4 | 57.7 | 65.8 | 74.8 | 85.5 | 97.6 | 111.3 | 126 | 142 | 159.1 | 178.2 | 198.4 | 220.2 | 242.5 | 265.7 | 289.7 | 314.6 | 340.1 | 366.4 | 392.8 | 420.2 | 447.8 | 476.2 | 504.9 | 534 | 563.4 | 593.3 | 623.6 | 653.9 | 0.1
2015-11-01 | 65.5 | 74.9 | 85.2 | 96.1 | 108 | 120.8 | 134.3 | 148.7 | 164.5 | 181.5 | 199.5 | 218.9 | 238.9 | 260 | 282.2 | 304.6 | 327.5 | 351.6 | 376.3 | 401.6 | 427.4 | 454 | 481.1 | 508.5 | 536.1 | 564.1 | 592.5 | 620.9 | 649.7 | 678.7 | 707.6 | 736.8 | 766.2 | 795.8 | 0
2015-12-01 | 71 | 82.9 | 96 | 109.9 | 124.4 | 140 | 156.4 | 174.5 | 194.5 | 216.7 | 239.7 | 264.2 | 290.4 | 317.5 | 345.5 | 374 | 402.7 | 431.9 | 461.4 | 491.4 | 521.8 | 552.1 | 582.5 | 613 | 643.6 | 674.3 | 705 | 735.8 | 766.6 | 797.4 | 828.2 | 859.1 | 890.1 | 921.1 | 0
2016-01-01 | 300.9 | 328 | 355.6 | 383.7 | 412.1 | 441 | 470.2 | 499.7 | 529.1 | 558.9 | 588.6 | 618.7 | 648.9 | 679.1 | 709.6 | 740.1 | 770.7 | 801.3 | 832.1 | 863 | 893.9 | 924.8 | 955.8 | 986.8 | 1017.8 | 1048.8 | 1079.8 | 1110.8 | 1141.8 | 1172.8 | 1203.8 | 1234.8 | 1265.8 | 1296.8 | 0.1
2016-02-01 | 271.4 | 290.2 | 309.6 | 329.3 | 350.1 | 370.8 | 392.3 | 414.2 | 436.8 | 459.9 | 483.1 | 506.9 | 531.4 | 555.6 | 580.9 | 606.6 | 632.9 | 659.3 | 686.3 | 713.4 | 740.8 | 768.6 | 796.5 | 824.7 | 853.2 | 881.9 | 910.6 | 939.5 | 968.5 | 997.5 | 1026.5 | 1055.5 | 1084.5 | 1113.5 | 11
2016-03-01 | 83.3 | 94.7 | 107.9 | 121.9 | 137.7 | 154.7 | 174 | 194.9 | 216.2 | 238.8 | 261.9 | 285.9 | 310.9 | 336.4 | 362.4 | 389 | 415.7 | 442.8 | 470.4 | 498 | 525.8 | 553.7 | 582.1 | 610.8 | 639.8 | 669.2 | 698.8 | 728.6 | 758.7 | 788.9 | 819.2 | 849.7 | 880.1 | 910.6 | 0
2016-04-01 | 55.8 | 63.7 | 72.7 | 82.2 | 92.7 | 104.3 | 116 | 129 | 142.9 | 157.3 | 173.6 | 191.1 | 209.3 | 228 | 247.8 | 267.5 | 288.8 | 310.7 | 333.3 | 357 | 381.4 | 406.7 | 432.6 | 459.5 | 486.8 | 514.5 | 542.6 | 571.2 | 599.9 | 628.7 | 657.9 | 687.1 | 716.4 | 745.8 | 0
2016-05-01 | 0 | 0 | 0.1 | 0.5 | 1 | 2.1 | 4 | 6.9 | 11.2 | 16.6 | 23 | 31 | 40.1 | 49.9 | 60.8 | 72.4 | 85.5 | 100 | 115.3 | 131.5 | 148.2 | 165.8 | 184.4 | 203.8 | 224.4 | 245.6 | 267.2 | 289.6 | 312.6 | 336 | 359.8 | 384.3 | 409.4 | 435.1 | 0
2016-06-01 | 0 | 0 | 0 | 0 | 0 | 0 | 0 | 0 | 0 | 0 | 0 | 0.1 | 0.4 | 0.8 | 1.7 | 3.2 | 5.4 | 8.4 | 11.5 | 15.6 | 20.4 | 27.1 | 34.2 | 42.6 | 52.1 | 62.4 | 73.3 | 86.3 | 100 | 114.6 | 130.7 | 147.4 | 165 | 184 | 0
2016-07-01 | 0 | 0 | 0 | 0 | 0 | 0 | 0 | 0 | 0 | 0 | 0 | 0 | 0 | 0 | 0 | 0 | 0.1 | 0.2 | 0.6 | 1.2 | 2.4 | 3.7 | 6 | 8.6 | 12 | 16.1 | 20.9 | 27 | 33.7 | 41.7 | 50.4 | 60.4 | 71 | 82.8 | 0
2016-08-01 | 0 | 0 | 0 | 0 | 0 | 0 | 0 | 0 | 0 | 0 | 0 | 0 | 0 | 0 | 0 | 0.2 | 0.4 | 1 | 1.8 | 2.6 | 3.9 | 5.4 | 7 | 9.3 | 11.8 | 15 | 18.5 | 23.4 | 29 | 35.6 | 43.1 | 51.6 | 61.5 | 72.1 | 1
2016-09-01 | 0.5 | 0.8 | 1.1 | 1.5 | 1.9 | 2.3 | 2.9 | 3.5 | 4.3 | 5.4 | 6.8 | 8.6 | 10.5 | 13.2 | 16.3 | 20 | 24 | 29.1 | 34.8 | 41.5 | 49.3 | 58.1 | 67.4 | 77.9 | 89 | 100.6 | 113.6 | 126.8 | 140.8 | 156.7 | 173.1 | 190.5 | 209.6 | 229.3 | 0
2016-10-01 | 14.2 | 17.7 | 21.5 | 25.7 | 30.8 | 36.5 | 43.5 | 52 | 61.5 | 71.6 | 82.8 | 94.5 | 107.2 | 120.7 | 135 | 150.6 | 166.9 | 184.6 | 203.5 | 224.2 | 245.7 | 268.4 | 291.5 | 315.8 | 340.4 | 366.1 | 392.3 | 419.3 | 446.9 | 475.1 | 503.4 | 532.5 | 561.9 | 591.7 | 0
2016-11-01 | 58 | 68.7 | 80.6 | 93.7 | 108.1 | 122.9 | 139.3 | 156.7 | 175.2 | 195.3 | 216.5 | 238.7 | 261.7 | 285.7 | 310.8 | 336.8 | 363.5 | 390.8 | 418.3 | 446.2 | 474.3 | 503 | 531.8 | 560.9 | 590.2 | 619.8 | 649.4 | 679.1 | 709 | 738.9 | 769 | 799 | 829 | 859.1 | 0.1
2016-12-01 | 226.8 | 251.6 | 277.4 | 303.7 | 331.3 | 359.2 | 387.6 | 416.3 | 445.2 | 474.2 | 503.3 | 532.8 | 562.8 | 592.6 | 622.8 | 652.9 | 683.1 | 713.4 | 744.1 | 775.1 | 806.1 | 837.1 | 868.1 | 899.1 | 930.1 | 961.1 | 992.1 | 1023.1 | 1054.1 | 1085.1 | 1116.1 | 1147.1 | 1178.1 | 1209.1 | 0.03
2017-01-01 | 223.8 | 246.2 | 270.6 | 296.1 | 322.5 | 349.5 | 377.4 | 405.7 | 434.2 | 463.1 | 492.3 | 521.6 | 551.1 | 580.9 | 610.8 | 641 | 671.2 | 701.7 | 732.3 | 763 | 793.8 | 824.6 | 855.5 | 886.4 | 917.4 | 948.4 | 979.4 | 1010.4 | 1041.4 | 1072.4 | 1103.4 | 1134.4 | 1165.4 | 1196.4 | 0
2017-02-01 | 205.1 | 225.1 | 245.6 | 266.6 | 288.4 | 310.8 | 333.2 | 355.9 | 378.9 | 402 | 425.5 | 449.5 | 473.6 | 498.4 | 523.1 | 548.3 | 573.6 | 599.3 | 625.4 | 651.7 | 678.4 | 705.1 | 731.9 | 758.8 | 785.8 | 812.9 | 840.1 | 867.4 | 894.7 | 922.2 | 949.9 | 977.5 | 1005.2 | 1033.1 | 0.2
2017-03-01 | 242.9 | 264.9 | 289 | 313 | 338.1 | 363.9 | 390.1 | 416.7 | 443.4 | 471.1 | 498.8 | 527.4 | 556.4 | 585.6 | 615.3 | 645 | 674.9 | 704.9 | 734.9 | 765 | 795.1 | 825.5 | 855.8 | 886.3 | 917 | 947.7 | 978.7 | 1009.6 | 1040.6 | 1071.6 | 1102.5 | 1133.5 | 1164.4 | 1195.4 | 0
2017-04-01 | 10.6 | 14.7 | 19.6 | 25.6 | 32.1 | 39.7 | 48.1 | 58.2 | 69.5 | 82.6 | 96.3 | 110.7 | 126.2 | 142.4 | 159.6 | 177.5 | 196.3 | 215.4 | 235.3 | 255.9 | 277 | 299.1 | 321.8 | 345.1 | 369.1 | 393.8 | 418.8 | 444 | 469.8 | 495.8 | 522.3 | 549.4 | 576.8 | 604.4 | 0
2017-05-01 | 1 | 1.5 | 2.2 | 2.9 | 3.8 | 5 | 6.5 | 8.8 | 11.9 | 15.7 | 21.1 | 28.3 | 37.8 | 49.2 | 62 | 76.5 | 92.7 | 110 | 129 | 149 | 170 | 192 | 215.1 | 238.7 | 263.1 | 287.8 | 313.2 | 338.8 | 365.3 | 392.2 | 419.8 | 447.7 | 476.1 | 504.8 | 0.03
2017-06-01 | 0 | 0 | 0 | 0 | 0 | 0 | 0 | 0 | 0.2 | 0.5 | 1 | 2 | 3.5 | 5.7 | 8.4 | 11.2 | 14.6 | 18.6 | 23.2 | 28.6 | 35 | 42.2 | 50 | 58.3 | 67.5 | 77.1 | 87.6 | 98.8 | 110.5 | 123.1 | 136.1 | 150.5 | 165.7 | 182.8 | 0.07
2017-07-01 | 0 | 0 | 0 | 0 | 0 | 0 | 0 | 0 | 0 | 0 | 0 | 0 | 0.1 | 0.3 | 0.6 | 0.9 | 1.6 | 2.2 | 3.1 | 4.5 | 6.6 | 9.5 | 12.6 | 16.4 | 20.9 | 26.6 | 33.5 | 41.8 | 50.9 | 61.6 | 73.1 | 86 | 100.5 | 116.6 | 0
2017-08-01 | 0 | 0 | 0 | 0 | 0 | 0 | 0 | 0 | 0 | 0 | 0.1 | 0.6 | 1.2 | 2.2 | 3.4 | 4.9 | 6.8 | 9 | 11.4 | 14.4 | 18 | 21.8 | 27 | 32.3 | 38.4 | 46 | 54 | 63.6 | 74.4 | 86.3 | 99.1 | 113.5 | 129.1 | 146 | 0
2017-09-01 | 0 | 0 | 0 | 0.2 | 0.3 | 0.5 | 0.8 | 1.2 | 1.7 | 2.5 | 3.5 | 4.7 | 6.4 | 8.7 | 11.8 | 15.2 | 18.8 | 23.2 | 27.6 | 33 | 39.1 | 45.8 | 52.9 | 61.3 | 70.9 | 81.7 | 94.2 | 107.6 | 122.4 | 138.8 | 156.6 | 175.4 | 195.5 | 217.5 | 0.07
2017-10-01 | 3.1 | 4.4 | 5.9 | 8.1 | 10.5 | 13.5 | 16.9 | 20.7 | 25.1 | 30 | 36.1 | 42 | 48.8 | 56.4 | 63.5 | 72 | 81.3 | 92.1 | 103.5 | 116.2 | 129.7 | 144.3 | 159.6 | 177.1 | 195.1 | 213.9 | 234 | 254.8 | 276.9 | 299.5 | 323.3 | 348.3 | 374.1 | 400.8 | 0.06
2017-11-01 | 87.5 | 100.5 | 115.2 | 130.4 | 146.8 | 164.4 | 183 | 202.4 | 223.5 | 244.7 | 267 | 290.1 | 313.7 | 338.2 | 363 | 388.5 | 414.5 | 440.4 | 466.8 | 493.2 | 520.3 | 547.8 | 575.5 | 603.7 | 631.9 | 660.5 | 689.2 | 718.5 | 747.7 | 777.2 | 806.8 | 836.3 | 866.1 | 895.9 | 0.2
2017-12-01 | 391 | 417.2 | 443.9 | 471 | 498.4 | 527 | 555.8 | 585.3 | 615 | 644.8 | 674.9 | 705.2 | 735.6 | 766 | 796.6 | 827.2 | 857.7 | 888.2 | 918.8 | 949.5 | 980.3 | 1011.3 | 1042.3 | 1073.3 | 1104.3 | 1135.3 | 1166.3 | 1197.3 | 1228.3 | 1259.3 | 1290.3 | 1321.3 | 1352.3 | 1383.3 | 0.06
2018-01-01 | 412.5 | 438.8 | 465.6 | 492.5 | 519.5 | 546.7 | 574 | 601.6 | 629.6 | 657.7 | 686.2 | 715.3 | 744.7 | 774.4 | 804.3 | 834.2 | 864.2 | 894.3 | 924.3 | 954.4 | 984.5 | 1014.9 | 1045.5 | 1076.5 | 1107.5 | 1138.5 | 1169.5 | 1200.5 | 1231.5 | 1262.5 | 1293.5 | 1324.5 | 1355.5 | 1386.5 | 0.2
2018-02-01 | 156.8 | 173 | 190.5 | 209.1 | 228.6 | 249.1 | 270.1 | 291.5 | 313.7 | 336.6 | 359.6 | 383.9 | 408.7 | 433.8 | 459.7 | 485.8 | 512.2 | 538.6 | 565.2 | 592 | 618.6 | 645.6 | 672.5 | 699.6 | 726.8 | 754.1 | 781.4 | 808.7 | 836.1 | 863.5 | 890.9 | 918.5 | 946.3 | 974.1 | 0.04
2018-03-01 | 140.5 | 162.7 | 185.8 | 210.5 | 235.8 | 262 | 289.1 | 316.7 | 344.7 | 373.4 | 402.2 | 431 | 460 | 489.5 | 518.9 | 548.4 | 578.2 | 608.3 | 638.3 | 668.7 | 699.2 | 729.9 | 760.6 | 791.5 | 822.5 | 853.4 | 884.4 | 915.4 | 946.3 | 977.3 | 1008.2 | 1039.2 | 1070.1 | 1101.1 | 0.03
2018-04-01 | 46.6 | 57 | 69 | 82.1 | 96.2 | 111 | 126.9 | 143.3 | 160.8 | 179.4 | 198.7 | 218.9 | 239.7 | 261.9 | 284.9 | 308.9 | 333.3 | 358.6 | 384 | 410.6 | 437.6 | 465 | 493.1 | 521.2 | 549.6 | 578.2 | 607.1 | 636.2 | 665.4 | 694.7 | 724.2 | 753.9 | 783.5 | 813.3 | 0.03
2018-05-01 | 0 | 0.1 | 0.2 | 0.3 | 0.7 | 1.2 | 1.9 | 3.1 | 4.7 | 6.4 | 8.4 | 11.3 | 14.7 | 19.1 | 25 | 31.3 | 38.7 | 47.4 | 56.9 | 67.9 | 79.8 | 92.6 | 106.7 | 121.9 | 138.2 | 155.9 | 174.6 | 193.9 | 213.8 | 234.7 | 255.8 | 277.6 | 300.1 | 323.6 | 0.06
2018-06-01 | 0 | 0 | 0 | 0 | 0 | 0 | 0 | 0 | 0 | 0 | 0.1 | 0.1 | 0.8 | 2.2 | 3.6 | 6.4 | 9.5 | 13.6 | 18.5 | 24.1 | 31 | 38.7 | 47.3 | 56.3 | 66.4 | 77.4 | 89.3 | 101.6 | 115.4 | 129.6 | 144.8 | 161.3 | 179.1 | 197.9 | 0.1
2018-07-01 | 0 | 0 | 0 | 0 | 0 | 0 | 0 | 0 | 0 | 0 | 0 | 0 | 0 | 0 | 0 | 0.2 | 0.3 | 0.8 | 1.2 | 2 | 2.9 | 3.8 | 5.2 | 7.1 | 9.4 | 12.1 | 15.4 | 19 | 23.2 | 28.3 | 34.3 | 40.8 | 48.5 | 57.1 | 0.2
2018-08-01 | 0 | 0 | 0 | 0 | 0 | 0 | 0 | 0 | 0 | 0 | 0 | 0 | 0 | 0 | 0 | 0 | 0.1 | 0.2 | 0.5 | 0.9 | 1.5 | 2.3 | 3.2 | 4.2 | 5.5 | 7.3 | 9.4 | 12.5 | 16.5 | 20.9 | 27.7 | 35.4 | 44.9 | 56.1 | 0
2018-09-01 | 0 | 0 | 0 | 0 | 0 | 0 | 0.1 | 0.4 | 1.1 | 2 | 3.2 | 4.5 | 6.4 | 8.6 | 11.8 | 15 | 18.8 | 23 | 27.2 | 32.1 | 37.9 | 44.8 | 52.8 | 61.7 | 72.3 | 84.2 | 96.8 | 110.5 | 125.3 | 141.6 | 159.2 | 178.1 | 198 | 219.7 | 0
2018-10-01 | 18.8 | 23.3 | 28 | 33.7 | 40 | 47.4 | 55.5 | 65.1 | 75.4 | 87.1 | 100.4 | 114.2 | 129 | 144.3 | 160.1 | 176.2 | 193.6 | 212 | 231.9 | 253.3 | 276 | 299.6 | 323.9 | 349.7 | 376.1 | 403.6 | 431.7 | 459.7 | 487.9 | 516.5 | 545.2 | 573.9 | 603.4 | 632.8 | 0.03
2018-11-01 | 98.6 | 112.8 | 128.4 | 145 | 162.5 | 181.2 | 201.3 | 222.5 | 244.9 | 267.7 | 291.6 | 316.1 | 341 | 366.7 | 392.7 | 419 | 446.1 | 473.3 | 501.1 | 529.4 | 558.1 | 587 | 615.9 | 644.9 | 674 | 703.2 | 732.5 | 761.7 | 791.1 | 820.6 | 850.2 | 880.3 | 910.3 | 940.4 | 0
2018-12-01 | 192.1 | 214.6 | 238.3 | 262.9 | 287.4 | 313 | 339.2 | 365.9 | 393.4 | 421.3 | 449.8 | 478.6 | 507.8 | 537.2 | 566.5 | 596.1 | 625.7 | 655.6 | 685.7 | 715.9 | 746.2 | 776.7 | 807.3 | 837.9 | 868.6 | 899.3 | 930 | 960.8 | 991.6 | 1022.6 | 1053.6 | 1084.6 | 1115.6 | 1146.6 | 0
2019-01-01 | 352.2 | 378.4 | 405.6 | 433.3 | 461.3 | 489.9 | 519.1 | 548.5 | 578.1 | 607.9 | 637.6 | 667.6 | 697.5 | 727.6 | 757.7 | 788.2 | 818.6 | 849.1 | 879.9 | 910.7 | 941.6 | 972.6 | 1003.6 | 1034.6 | 1065.6 | 1096.6 | 1127.6 | 1158.6 | 1189.6 | 1220.6 | 1251.6 | 1282.6 | 1313.6 | 1344.6 | 0
2019-02-01 | 239.6 | 262.3 | 286.1 | 310.4 | 335.4 | 360.8 | 386.7 | 412.8 | 439.3 | 465.7 | 492.2 | 519.1 | 546.1 | 573.3 | 600.5 | 627.9 | 655.3 | 682.7 | 710.1 | 737.7 | 765.2 | 792.8 | 820.4 | 848.2 | 875.9 | 903.8 | 931.8 | 959.8 | 987.8 | 1015.8 | 1043.8 | 1071.8 | 1099.8 | 1127.8 | 0
2019-03-01 | 165.2 | 182.8 | 201.7 | 222.1 | 243 | 265 | 288.1 | 311.9 | 336.8 | 362.2 | 388.1 | 414.9 | 442.2 | 469.8 | 497.7 | 526 | 554.4 | 583.1 | 612.3 | 641.8 | 671.6 | 701.7 | 731.9 | 762.2 | 792.6 | 823.1 | 853.6 | 884.4 | 915.1 | 946 | 977 | 1007.9 | 1038.9 | 1069.8 | 0
2019-04-01 | 15.5 | 20.3 | 25.7 | 32.3 | 39.6 | 47.7 | 56.8 | 66.6 | 78 | 90.4 | 103.5 | 117.9 | 133.6 | 150.6 | 169.1 | 189.1 | 209.3 | 230.7 | 252.5 | 275 | 297.9 | 321.4 | 345.6 | 370.6 | 395.8 | 421.8 | 448.3 | 475.2 | 502.5 | 530.3 | 558.6 | 587 | 616 | 645.3 | 0
2019-05-01 | 0.1 | 0.1 | 0.4 | 0.8 | 1.6 | 2.7 | 4.9 | 7.9 | 11.8 | 16.2 | 21.4 | 27.4 | 34.3 | 42.4 | 52.8 | 64.3 | 77.3 | 91.2 | 106.5 | 123.1 | 140.9 | 159.3 | 179 | 199.3 | 221.3 | 243.5 | 267 | 291.3 | 316 | 341.6 | 367.7 | 394.9 | 422.4 | 450.5 | 0
2019-06-01 | 0 | 0 | 0 | 0 | 0 | 0 | 0 | 0 | 0 | 0.1 | 0.2 | 0.4 | 0.5 | 0.9 | 1.3 | 2 | 3.1 | 4.7 | 7.1 | 9.9 | 13.6 | 17.9 | 22.7 | 28.5 | 35.1 | 42.4 | 50.2 | 59.4 | 69.5 | 81.6 | 95 | 109.8 | 126.3 | 144.2 | 0
2019-07-01 | 0 | 0 | 0 | 0 | 0 | 0 | 0 | 0 | 0 | 0 | 0 | 0 | 0 | 0 | 0 | 0 | 0 | 0 | 0 | 0 | 0 | 0.1 | 0.3 | 0.7 | 1.6 | 2.8 | 4.4 | 6.1 | 8.9 | 12.2 | 16.7 | 22.4 | 28.8 | 35.2 | 0
2019-08-01 | 0 | 0 | 0 | 0 | 0 | 0 | 0 | 0 | 0 | 0 | 0 | 0 | 0.2 | 0.7 | 1.1 | 1.7 | 2.4 | 3.2 | 4.2 | 5.2 | 6.8 | 8.6 | 10.9 | 13.9 | 17.1 | 21 | 25.2 | 30 | 35.5 | 42.2 | 49.2 | 57.2 | 67 | 77.5 | 0
2019-09-01 | 0 | 0.1 | 0.2 | 0.5 | 0.8 | 1.1 | 1.7 | 2.4 | 3.3 | 4.4 | 5.6 | 7.3 | 9 | 11.1 | 13.7 | 16.5 | 20.4 | 24.7 | 29.3 | 35.2 | 41.8 | 49.1 | 57.4 | 66.8 | 76.5 | 87.9 | 99.3 | 112.7 | 126.8 | 142 | 158 | 175.9 | 194.3 | 215.2 | 0
2019-10-01 | 2.2 | 3.5 | 5.1 | 6.8 | 8.7 | 11 | 13.8 | 17.1 | 20.7 | 24.6 | 28.8 | 33.8 | 39.2 | 45.5 | 53.9 | 63.7 | 74.9 | 89.7 | 105.4 | 122.9 | 142 | 162.6 | 184.2 | 207 | 231.1 | 255.8 | 281.3 | 307.4 | 334.5 | 361.8 | 389.6 | 417.6 | 446 | 474.9 | 0.06
2019-11-01 | 105.8 | 121.8 | 139 | 158.5 | 178.7 | 199.7 | 221.6 | 244.4 | 267.6 | 291.4 | 315.7 | 340.6 | 366.6 | 393.1 | 420.4 | 448.3 | 476.7 | 505.5 | 534.4 | 563.9 | 593.4 | 623 | 652.7 | 682.5 | 712.3 | 742.1 | 771.9 | 801.7 | 831.7 | 861.5 | 891.3 | 921.2 | 951 | 980.9 | 0.4
2019-12-01 | 237.5 | 261.3 | 285.8 | 310.8 | 336.5 | 362.6 | 389.2 | 416.1 | 443.5 | 471.2 | 499.1 | 527.3 | 555.6 | 584.6 | 613.8 | 643.4 | 673.1 | 703.2 | 733.5 | 764.1 | 794.8 | 825.5 | 856.4 | 887.4 | 918.4 | 949.4 | 980.4 | 1011.4 | 1042.4 | 1073.4 | 1104.4 | 1135.4 | 1166.4 | 1197.4 | 0
2020-01-01 | 210 | 231.6 | 254.3 | 278.5 | 303.1 | 328.7 | 355.4 | 382.6 | 410.3 | 438.7 | 467.4 | 496.4 | 525.7 | 555.2 | 584.6 | 614.1 | 643.7 | 673.2 | 702.9 | 732.5 | 762.2 | 792 | 821.6 | 851.4 | 881.2 | 911.2 | 941.2 | 971.4 | 1002 | 1032.7 | 1063.5 | 1094.2 | 1125.1 | 1156.1 | 0
2020-02-01 | 173 | 194.3 | 216.4 | 239.5 | 263.3 | 288.1 | 313.7 | 340.1 | 367.1 | 394.4 | 421.8 | 449.5 | 477.4 | 505.5 | 533.6 | 561.9 | 590.4 | 619.1 | 647.8 | 676.5 | 705.3 | 734.1 | 762.9 | 791.7 | 820.6 | 849.5 | 878.5 | 907.5 | 936.5 | 965.5 | 994.5 | 1023.5 | 1052.5 | 1081.5 | 0
2020-03-01 | 64.5 | 75 | 87 | 100.3 | 114.6 | 130.4 | 147.9 | 167.2 | 187.5 | 208.8 | 231.2 | 254.2 | 278.4 | 303.7 | 329.4 | 356 | 382.6 | 409.9 | 437.9 | 466 | 494.4 | 523.1 | 551.9 | 581.2 | 610.5 | 640.2 | 670.1 | 700.1 | 730.2 | 760.4 | 790.9 | 821.5 | 852.2 | 883 | 0
2020-04-01 | 19.7 | 24.6 | 30.7 | 38.3 | 47.5 | 58.7 | 71.3 | 84.9 | 100.9 | 118.7 | 138.4 | 159.8 | 182 | 205.1 | 229.1 | 254.1 | 280.1 | 306.3 | 333.2 | 360.3 | 388.3 | 416.4 | 444.9 | 473.7 | 503.2 | 532.9 | 562.8 | 592.7 | 622.7 | 652.7 | 682.7 | 712.7 | 742.7 | 772.7 | 0
2020-05-01 | 2.3 | 3.6 | 5.1 | 6.9 | 9.1 | 11.9 | 15.3 | 19.8 | 24.7 | 30.2 | 36.3 | 43.2 | 50.8 | 59.3 | 68.4 | 78.5 | 89 | 100.6 | 113.3 | 126.9 | 141.9 | 157.9 | 175 | 192.7 | 211.1 | 231 | 251.5 | 273.3 | 296.2 | 319.6 | 343.8 | 368.5 | 393.9 | 419.7 | 0.03
2020-06-01 | 0 | 0 | 0.1 | 0.2 | 0.4 | 0.8 | 1.2 | 1.7 | 2.2 | 2.8 | 3.7 | 4.6 | 5.9 | 7.4 | 8.8 | 10.9 | 12.9 | 15.1 | 17.9 | 21.1 | 24.6 | 28.7 | 33.8 | 39.4 | 45.3 | 52.2 | 60 | 68.1 | 77.4 | 87.5 | 99 | 111.5 | 125.5 | 140.9 | 0
2020-07-01 | 0 | 0 | 0 | 0 | 0 | 0 | 0 | 0 | 0 | 0 | 0 | 0 | 0 | 0 | 0 | 0 | 0 | 0 | 0.1 | 0.1 | 0.3 | 0.5 | 0.7 | 1.1 | 2 | 2.9 | 4.7 | 7.3 | 10.5 | 15 | 21 | 27.7 | 35.7 | 44.8 | 0.03
2020-08-01 | 0 | 0 | 0 | 0 | 0 | 0 | 0 | 0 | 0 | 0 | 0 | 0 | 0.2 | 0.4 | 0.6 | 1.2 | 1.6 | 2.3 | 3.2 | 4.1 | 5.3 | 6.7 | 8.3 | 10.7 | 14.2 | 18.5 | 23.9 | 30.5 | 38.1 | 46.6 | 56.3 | 67.2 | 79.1 | 92 | 0
2020-09-01 | 4.1 | 5.2 | 6.5 | 7.8 | 9.6 | 11.1 | 13 | 14.9 | 17.1 | 19.5 | 22.6 | 25.4 | 29 | 32.6 | 36.5 | 41.4 | 46.2 | 52 | 57.7 | 64.4 | 71.8 | 79.8 | 89.4 | 99.3 | 110.7 | 122.1 | 134.9 | 148.9 | 163.6 | 180.2 | 197.2 | 215.5 | 234.3 | 254.7 | 0.3
2020-10-01 | 24 | 27.4 | 31.3 | 35.7 | 40.5 | 46.1 | 52.6 | 60 | 68.9 | 77.7 | 88 | 98.9 | 110.8 | 124.3 | 138.3 | 153.7 | 169.9 | 187.2 | 205.9 | 225.9 | 247.6 | 269.9 | 293.6 | 317.8 | 342.4 | 368.5 | 394.7 | 421.4 | 448.7 | 476.9 | 505.2 | 534.5 | 563.9 | 593.8 | 0.06
2020-11-01 | 56.3 | 65.2 | 75.3 | 86.5 | 98.5 | 111.4 | 126.1 | 141 | 157.8 | 175 | 193.4 | 213 | 233.3 | 254.6 | 276.5 | 299.1 | 322 | 345.5 | 369.4 | 393.6 | 418.1 | 443 | 468.5 | 494.4 | 520.8 | 547.4 | 574.3 | 601.6 | 629.4 | 657.3 | 685.4 | 713.5 | 741.9 | 770.6 | 0.03
2020-12-01 | 203.7 | 225.3 | 247.6 | 270.9 | 294.6 | 319.5 | 345.8 | 372.5 | 399.4 | 426.5 | 453.9 | 481.6 | 509.5 | 537.9 | 566.5 | 595.4 | 624.4 | 653.7 | 683.1 | 712.8 | 742.4 | 772.3 | 802.3 | 832.6 | 863.1 | 893.7 | 924.6 | 955.6 | 986.6 | 1017.6 | 1048.6 | 1079.6 | 1110.6 | 1141.6 | 0
2021-01-01 | 274.4 | 301.3 | 329 | 357.7 | 386.8 | 416.7 | 447 | 477.6 | 508.3 | 539 | 569.8 | 600.6 | 631.4 | 662.3 | 693.2 | 724.2 | 755.2 | 786.2 | 817.2 | 848.2 | 879.2 | 910.2 | 941.2 | 972.2 | 1003.2 | 1034.2 | 1065.2 | 1096.2 | 1127.2 | 1158.2 | 1189.2 | 1220.2 | 1251.2 | 1282.2 | 0.03
2021-02-01 | 273.3 | 297.9 | 323.4 | 349.4 | 376.1 | 403 | 430.3 | 457.8 | 485.4 | 513.2 | 541.2 | 569.2 | 597.2 | 625.2 | 653.2 | 681.2 | 709.2 | 737.2 | 765.2 | 793.2 | 821.2 | 849.2 | 877.2 | 905.2 | 933.2 | 961.2 | 989.2 | 1017.2 | 1045.2 | 1073.2 | 1101.2 | 1129.2 | 1157.2 | 1185.2 | 0
2021-03-01 | 139.5 | 154.4 | 170.3 | 186.7 | 203.6 | 221.3 | 240 | 259.1 | 279.3 | 300.3 | 321.8 | 344.1 | 367 | 390.5 | 414.5 | 439.2 | 464 | 489.5 | 515.5 | 541.9 | 568.9 | 596.4 | 624.5 | 652.9 | 681.7 | 710.7 | 740.2 | 769.8 | 799.9 | 830.1 | 860.6 | 891.1 | 921.8 | 952.7 | 0.03
2021-04-01 | 19.7 | 24.4 | 29.6 | 35.6 | 41.9 | 49.2 | 57.7 | 67 | 77.5 | 88.9 | 102.1 | 117 | 133 | 150.7 | 169.4 | 189.4 | 210 | 231.7 | 254.3 | 277.6 | 301.9 | 326.4 | 352 | 378.3 | 404.8 | 431.9 | 459.8 | 487.5 | 515.7 | 544.4 | 572.6 | 601.5 | 630.5 | 659.6 | 0
2021-05-01 | 0 | 0 | 0.1 | 0.4 | 1 | 1.9 | 3.2 | 4.7 | 6.7 | 9.2 | 13.1 | 18.3 | 25.7 | 34.8 | 45 | 55.8 | 67.9 | 80.8 | 95.1 | 110.3 | 125.9 | 142.7 | 159.8 | 177.9 | 197.5 | 217.6 | 238.4 | 260.2 | 282.8 | 305.9 | 329.7 | 354.4 | 379.5 | 405 | 0
2021-06-01 | 0 | 0 | 0 | 0 | 0 | 0 | 0 | 0 | 0 | 0 | 0.1 | 0.2 | 0.8 | 1.7 | 2.7 | 4.1 | 5.5 | 7.2 | 9.1 | 11.4 | 14.4 | 17.7 | 22.1 | 26.9 | 32.5 | 38.6 | 45.6 | 53.8 | 62.8 | 72.6 | 83.1 | 94.7 | 107.2 | 120.7 | 0
2021-07-01 | 0 | 0 | 0 | 0 | 0 | 0 | 0 | 0 | 0 | 0 | 0 | 0 | 0 | 0 | 0 | 0 | 0.1 | 0.2 | 0.5 | 1.5 | 3.4 | 6.4 | 9.5 | 13.2 | 17.7 | 22.2 | 28.3 | 35.5 | 44.3 | 55.6 | 68.8 | 84 | 100.9 | 119.8 | 0.3
2021-08-01 | 0 | 0 | 0 | 0 | 0 | 0 | 0 | 0 | 0 | 0 | 0 | 0 | 0 | 0 | 0 | 0 | 0.1 | 0.3 | 0.6 | 1.1 | 1.7 | 2.5 | 3.7 | 5 | 6.9 | 9 | 11.7 | 15.3 | 19.9 | 25.1 | 31 | 37.8 | 46.1 | 56.5 | 0
2021-09-01 | 0 | 0 | 0 | 0 | 0 | 0 | 0 | 0 | 0 | 0 | 0.2 | 0.6 | 1.2 | 2.1 | 3.5 | 4.9 | 7 | 9.9 | 13.2 | 17.1 | 21.7 | 27.2 | 33.5 | 40.2 | 47.8 | 56.8 | 67.5 | 79.2 | 92.7 | 107.3 | 123.8 | 141.8 | 161.3 | 181.4 | 0.03
2021-10-01 | 3 | 3.7 | 4.6 | 5.4 | 6.5 | 7.6 | 9.1 | 10.8 | 13.2 | 15.9 | 19.3 | 24.5 | 30.7 | 38.2 | 46.9 | 57.3 | 68.9 | 82 | 96.1 | 111.4 | 128.5 | 147.2 | 167.6 | 189.3 | 212 | 235.5 | 260.1 | 285.1 | 311.3 | 337.8 | 364.8 | 392 | 419.8 | 447.9 | 0
2021-11-01 | 71.5 | 83.7 | 98 | 112.4 | 127.9 | 144.2 | 161.4 | 179.7 | 198.6 | 218.4 | 239.4 | 260.6 | 282.8 | 306.3 | 330.8 | 356.5 | 382.6 | 409.2 | 436.8 | 464.2 | 492.1 | 520.6 | 548.8 | 577.7 | 606.6 | 635.9 | 665.3 | 694.9 | 724.5 | 754.1 | 783.8 | 813.6 | 843.5 | 873.6 | 0
2021-12-01 | 121.5 | 140.7 | 161 | 182.4 | 205.2 | 229.1 | 253.8 | 279.6 | 306.2 | 333.1 | 360.7 | 388 | 415.9 | 443.6 | 471.8 | 500 | 528.6 | 557.6 | 587 | 616.8 | 646.7 | 676.9 | 707.3 | 737.9 | 768.7 | 799.5 | 830.4 | 861.4 | 892.4 | 923.4 | 954.4 | 985.4 | 1016.4 | 1047.4 | 0.1
2022-01-01 | 420.9 | 447.6 | 474.8 | 502.6 | 530.8 | 559.3 | 588.1 | 617.7 | 647.6 | 677.8 | 708.5 | 739.3 | 770.1 | 801 | 832 | 863 | 894 | 925 | 956 | 987 | 1018 | 1049 | 1080 | 1111 | 1142 | 1173 | 1204 | 1235 | 1266 | 1297 | 1328 | 1359 | 1390 | 1421 | 0.2
2022-02-01 | 268.7 | 288.6 | 309.3 | 331.1 | 353.3 | 376.2 | 399.1 | 422.6 | 446.4 | 470.7 | 495.1 | 520.1 | 545.3 | 570.7 | 596.2 | 621.8 | 647.6 | 673.3 | 699.3 | 725.8 | 752.5 | 779.8 | 807.2 | 834.8 | 862.4 | 890.2 | 917.9 | 945.7 | 973.5 | 1001.4 | 1029.2 | 1057.1 | 1085.1 | 1113.1 | 0
2022-03-01 | 107.7 | 120.5 | 134.3 | 149.4 | 165.7 | 183.2 | 202.2 | 221.5 | 242.5 | 263.9 | 286.9 | 310 | 334.1 | 359 | 384.6 | 410.9 | 437.5 | 464.6 | 492.5 | 520.6 | 549 | 578 | 606.8 | 636.2 | 665.8 | 695.8 | 725.7 | 756.1 | 786.6 | 817.2 | 847.8 | 878.5 | 909.3 | 939.9 | 0
2022-04-01 | 7.6 | 9.9 | 14 | 18.4 | 24 | 29.9 | 37.5 | 45.7 | 55.6 | 66.6 | 79.5 | 93.6 | 109.4 | 126.7 | 145.3 | 165.8 | 187.4 | 210.5 | 234.5 | 259.5 | 285.1 | 311.7 | 338.3 | 365.5 | 393.2 | 421.4 | 450 | 478.8 | 508 | 537.2 | 566.6 | 596.1 | 625.9 | 655.7 | 0
2022-05-01 | 0.5 | 0.9 | 1.4 | 2 | 3.1 | 4.2 | 5.7 | 7.6 | 9.7 | 12.3 | 15.9 | 19.7 | 24.1 | 29.4 | 35.7 | 42.7 | 51.1 | 60.5 | 71 | 82.6 | 95.7 | 109.4 | 123.8 | 139.2 | 155 | 171.9 | 190 | 209 | 228.5 | 249 | 270.7 | 293.4 | 316.7 | 341.2 | 0
2022-06-01 | 0 | 0 | 0 | 0 | 0 | 0 | 0 | 0 | 0 | 0.2 | 0.5 | 1 | 1.5 | 2.4 | 3.3 | 4.7 | 6.3 | 8.4 | 11.8 | 16.7 | 22.2 | 28.6 | 36 | 44.7 | 54 | 65.1 | 77.4 | 90 | 103.4 | 118.3 | 133.9 | 150.6 | 168 | 186.3 | 0
2022-07-01 | 0 | 0 | 0 | 0 | 0 | 0 | 0 | 0 | 0 | 0 | 0 | 0 | 0 | 0 | 0.1 | 0.2 | 0.3 | 0.6 | 0.9 | 1.4 | 1.7 | 2.6 | 3.8 | 4.9 | 7 | 9.3 | 12.8 | 16.5 | 21 | 26.3 | 32.3 | 38.8 | 46.3 | 55 | 0
2022-08-01 | 0 | 0 | 0 | 0 | 0 | 0 | 0 | 0 | 0 | 0 | 0 | 0 | 0 | 0 | 0 | 0 | 0 | 0.1 | 0.5 | 1 | 1.5 | 2.3 | 3.2 | 4.3 | 5.8 | 7.3 | 9.3 | 11.9 | 15.5 | 20 | 25.3 | 33.4 | 42.7 | 53.5 | 0.1
2022-09-01 | 0 | 0 | 0 | 0.1 | 0.1 | 0.4 | 0.9 | 1.5 | 2.6 | 4.1 | 5.8 | 8.1 | 10.8 | 13.9 | 17.7 | 21.9 | 27 | 32.4 | 37.9 | 44.6 | 52.2 | 61 | 70.8 | 81.4 | 93.5 | 107.6 | 123.5 | 140.5 | 159.4 | 179 | 199.7 | 221.9 | 244.8 | 268.3 | 0.3
2022-10-01 | 8.7 | 11.3 | 14.5 | 18.1 | 22.6 | 27.6 | 33.2 | 39.6 | 46.5 | 54.8 | 63.9 | 73.9 | 84.4 | 95.9 | 108.3 | 121.7 | 136.1 | 152.3 | 169.6 | 187.9 | 207.7 | 229.4 | 252 | 275.2 | 299.7 | 325 | 350.9 | 378.3 | 406.4 | 435.6 | 464.9 | 494.8 | 525 | 555.3 | 0
2022-11-01 | 52.3 | 61.4 | 71.2 | 82.5 | 94.1 | 106.6 | 120.3 | 134.5 | 149.5 | 165.4 | 182.1 | 199.3 | 217.2 | 236 | 255.7 | 276.3 | 297.8 | 319.7 | 341.8 | 364.4 | 387.4 | 411.1 | 435.4 | 459.9 | 484.4 | 509.5 | 534.6 | 560.1 | 585.7 | 612.2 | 638.7 | 665.8 | 693.4 | 721.7 | 0
2022-12-01 | 175.4 | 193.9 | 213.9 | 235.3 | 257.5 | 280.9 | 305.1 | 330 | 355.3 | 380.7 | 406.7 | 432.7 | 459.3 | 486 | 513.8 | 541.6 | 569.8 | 598.4 | 627.5 | 657 | 687 | 717.2 | 748 | 778.8 | 809.6 | 840.5 | 871.4 | 902.4 | 933.4 | 964.4 | 995.4 | 1026.4 | 1057.4 | 1088.4 | 0.06
2023-01-01 | 113.8 | 134.2 | 157.2 | 180.7 | 205.1 | 230.6 | 256.4 | 282.9 | 310 | 337.7 | 365.6 | 394.1 | 422.5 | 451.7 | 481.4 | 511.3 | 541.4 | 571.7 | 602.1 | 632.6 | 663.3 | 694.3 | 725.3 | 756.3 | 787.3 | 818.3 | 849.3 | 880.3 | 911.3 | 942.3 | 973.3 | 1004.3 | 1035.3 | 1066.3 | 0
2023-02-01 | 201.3 | 219.8 | 238.8 | 258 | 278.2 | 299 | 320.8 | 342.8 | 365.5 | 388.6 | 412.1 | 436.6 | 461.4 | 486.8 | 512.5 | 538.4 | 564.8 | 591.2 | 617.8 | 644.8 | 671.6 | 698.9 | 726.3 | 754 | 782 | 810 | 838 | 866 | 894 | 922 | 950 | 978 | 1006 | 1034 | 0.04
2023-03-01 | 69.4 | 84.9 | 102.3 | 122 | 142.8 | 164.9 | 187.6 | 211.3 | 236.2 | 261.6 | 287.5 | 314.5 | 341.7 | 369.6 | 398.1 | 427.2 | 456.6 | 486.3 | 516.2 | 546.5 | 577 | 607.9 | 638.7 | 669.5 | 700.5 | 731.4 | 762.4 | 793.3 | 824.3 | 855.3 | 886.2 | 917.2 | 948.1 | 979.1 | 0
2023-04-01 | 11.3 | 13.8 | 17 | 20.4 | 25 | 29.9 | 35.4 | 42.2 | 50.3 | 59.5 | 70.9 | 83.8 | 98.8 | 115.9 | 134.7 | 154.6 | 175.4 | 197.8 | 221 | 244.8 | 269.3 | 294.5 | 320.1 | 345.9 | 372.1 | 398.8 | 425.5 | 452.8 | 480 | 507.7 | 535.6 | 563.5 | 591.7 | 620 | 0

## Bedford Degree Day Pivot
Row Labels | Sum of HDD 50 | Sum of HDD 51 | Sum of HDD 52 | Sum of HDD 53 | Sum of HDD 54 | Sum of HDD 55 | Sum of HDD 56 | Sum of HDD 57 | Sum of HDD 58 | Sum of HDD 59 | Sum of HDD 60 | Sum of HDD 61 | Sum of HDD 62 | Sum of HDD 63 | Sum of HDD 64 | Sum of HDD 65 | Sum of HDD 66 | Sum of HDD 67 | Sum of HDD 68 | Sum of HDD 69 | Sum of HDD 70
Jan | 16557.6 | 17251.6 | 17948.7 | 18647.9 | 19348.4 | 20050.4 | 20754.2 | 21459.3 | 22165.6 | 22873 | 23581.4 | 24291.2 | 25002.1 | 25713.6 | 26425.3 | 27137.2 | 27849.6 | 28562.1 | 29274.7 | 29987.3 | 30700
Feb | 13580 | 14206.9 | 14837.3 | 15470.4 | 16106.5 | 16743.7 | 17383.4 | 18024.7 | 18667.2 | 19311.3 | 19956 | 20602.3 | 21249.1 | 21896.8 | 22544.7 | 23193 | 23841.5 | 24490.3 | 25139.2 | 25788.3 | 26437.8
Mar | 9878.4 | 10511.9 | 11154.2 | 11803.9 | 12460.4 | 13123.6 | 13794.1 | 14468.7 | 15147.6 | 15830.5 | 16517.3 | 17207.6 | 17900.6 | 18596.6 | 19295.8 | 19996.4 | 20699 | 21403.8 | 22109.6 | 22816.7 | 23524.5
Apr | 3881.1 | 4315.6 | 4773.4 | 5251.7 | 5747.1 | 6262.9 | 6793 | 7340.7 | 7903 | 8478.5 | 9066 | 9664.8 | 10275 | 10895.9 | 11524.1 | 12160.7 | 12803.1 | 13452.1 | 14104.9 | 14763.5 | 15426.5
May | 849.4 | 1051 | 1277 | 1529.2 | 1807.7 | 2110.5 | 2438.5 | 2791.9 | 3167.5 | 3565.5 | 3983.9 | 4423.1 | 4885.4 | 5368.9 | 5874.3 | 6399.3 | 6942.6 | 7501.7 | 8077 | 8665.8 | 9267.5
Jun | 71.6 | 101.3 | 139.3 | 190.9 | 254.7 | 334.7 | 431.6 | 547.4 | 684.9 | 842.8 | 1022.7 | 1224.5 | 1448.3 | 1694.6 | 1966.2 | 2262.4 | 2581 | 2923.4 | 3292.6 | 3683.2 | 4098.2
Jul | 3 | 5.5 | 9.9 | 15 | 23.5 | 34.5 | 50.3 | 71.9 | 102.2 | 140 | 189.1 | 249.4 | 326.8 | 420.8 | 538.8 | 680 | 844.1 | 1036 | 1253.3 | 1500.1 | 1771.3
Aug | 7.2 | 13.6 | 23 | 35.9 | 53 | 77 | 107.5 | 145.4 | 194.2 | 253 | 323 | 407.3 | 507.8 | 627.2 | 766.1 | 931 | 1118.7 | 1333.5 | 1572.2 | 1841.7 | 2139.2
Sep | 354.1 | 431 | 521.4 | 621.7 | 737.8 | 869.3 | 1013.6 | 1178.3 | 1361.6 | 1565 | 1791.1 | 2039.9 | 2314.3 | 2617 | 2951.3 | 3312.8 | 3700.7 | 4117.2 | 4556.4 | 5019.5 | 5506.1
Oct | 2365.4 | 2671.2 | 2998.3 | 3350.2 | 3728.4 | 4140.3 | 4579.6 | 5047.1 | 5543.2 | 6063.6 | 6604.3 | 7165.9 | 7746.6 | 8345.3 | 8957.4 | 9582.2 | 10220.9 | 10869.1 | 11525.2 | 12191.1 | 12864.8
Nov | 6598.8 | 7139.2 | 7693.6 | 8265.7 | 8850.1 | 9446 | 10052.5 | 10670.7 | 11299.7 | 11937.7 | 12581.5 | 13233 | 13889.3 | 14552.5 | 15219.2 | 15890.6 | 16566.1 | 17244.3 | 17924.4 | 18607.3 | 19291.7
Dec | 12627.6 | 13298.4 | 13976 | 14658.1 | 15344.3 | 16034.9 | 16728.6 | 17426.4 | 18127 | 18829.9 | 19535.1 | 20242 | 20950.2 | 21659.5 | 22369.6 | 23080.7 | 23792.4 | 24504.4 | 25216.9 | 25929.5 | 26642.4
Grand Total | 66774.2 | 70997.2 | 75352.1 | 79840.6 | 84461.9 | 89227.8 | 94126.9 | 99172.5 | 104363.7 | 109690.8 | 115151.4 | 120751 | 126495.5 | 132388.7 | 138432.8 | 144626.3 | 150959.7 | 157437.9 | 164046.4 | 170794 | 177670
October April | 65488.9 | 69394.8 | 73381.5 | 77447.9 | 81585.2 | 85801.8 | 90085.4 | 94437.6 | 98853.3 | 103324.5 | 107841.6 | 112406.8 | 117012.9 | 121660.2 | 126336.1 | 131040.8 | 135772.6 | 140526.1 | 145294.9 | 150083.7 | 154887.7
| 50 | 51 | 52 | 53 | 54 | 55 | 56 | 57 | 58 | 59 | 60 | 61 | 62 | 63 | 64 | 65 | 66 | 67 | 68 | 69 | 70
| 49.98% | 52.96% | 56% | 59.1% | 62.26% | 65.48% | 68.75% | 72.07% | 75.44% | 78.85% | 82.3% | 85.78% | 89.3% | 92.84% | 96.41% | 100% | 103.6% | 107.2% | 110.9% | 114.5% | 118.2%
Degree over degree change |  | -5.629% | -5.433% | -5.25% | -5.071% | -4.914% | -4.755% | -4.609% | -4.467% | -4.327% | -4.189% | -4.061% | -3.936% | -3.82% | -3.701% | -3.59% | -3.485% | -3.383% | -3.282% | -3.191% | -3.102%
Degree over HDD65 Chagne |  | 2.981% | 3.042% | 3.103% | 3.157% | 3.218% | 3.269% | 3.321% | 3.37% | 3.412% | 3.447% | 3.484% | 3.515% | 3.546% | 3.568% | 3.59% | 3.611% | 3.627% | 3.639% | 3.654% | 3.666%
Over 65 at HDD at 71% |  | 0.020865 | 2.13% | 2.172% | 2.21% | 2.252% | 2.288% | 2.325% | 2.359% | 2.388% | 2.413% | 2.439% | 2.461% | 2.483% | 2.498% | 2.513% | 2.528% | 2.539% | 2.547% | 2.558% | 2.566%

## Bedford Degree Day Pivot 2
Row Labels | Sum of HDD 65
2000 | 6742.8
2001 | 6332.3
2002 | 6295.9
2003 | 6952.6
2004 | 6741.9
2005 | 6731.1
2006 | 5878.5
2007 | 6576.9
2008 | 6358.4
2009 | 6525
2010 | 5995.8
2011 | 6156.2
2012 | 5710.2
2013 | 6605.9
2014 | 6840
2015 | 6668.2
2016 | 6024.7
2017 | 6152.6
2018 | 6180.5
2019 | 6098
2020 | 5678.4
2021 | 5656.1
2022 | 5724.3
Grand Total | 144626.3
5656.1
6952.6

## Logan HDD
Description: | Fahrenheit-based heating degree days with base temperatures at and around 44 F | [13 empty] | Description: | Fahrenheit-based heating degree days with base temperatures at and around 55 F | [13 empty] | Description: | Fahrenheit-based heating degree days with base temperatures at and around 65 F
Source: | www.degreedays.net | [13 empty] | Source: | www.degreedays.net | [13 empty] | Source: | www.degreedays.net
Accuracy: | Estimates were made to account for missing data: the "% Estimated" column shows how much each figure was affected (0% is best, 100% is worst) | [13 empty] | Accuracy: | Estimates were made to account for missing data: the "% Estimated" column shows how much each figure was affected (0% is best, 100% is worst) | [13 empty] | Accuracy: | Estimates were made to account for missing data: the "% Estimated" column shows how much each figure was affected (0% is best, 100% is worst)
Station: | Boston, MA, US (71.00W,42.36N) | [13 empty] | Station: | Boston, MA, US (71.00W,42.36N) | [13 empty] | Station: | Boston, MA, US (71.00W,42.36N)
Station ID: | KBOS | [13 empty] | Station ID: | KBOS | [13 empty] | Station ID: | KBOS
| (Column titles show the base temperature in Fahrenheit) | [12 empty] | 5 |  | (Column titles show the base temperature in Fahrenheit) | [12 empty] | 5 |  | (Column titles show the base temperature in Fahrenheit) |  |  |  |  | 5
Month starting | HDD 38 | HDD 39 | HDD 40 | HDD 41 | HDD 42 | HDD 43 | HDD 44 | HDD 45 | HDD 46 | HDD 47 | HDD 48 | HDD 49 | HDD 50 | HDD 51 | HDD 52 | HDD 53 | HDD 54 | HDD 55 | HDD 56 | HDD 57 | HDD 58 | HDD 59 | HDD 60 | HDD 61 | HDD 62 | HDD 63 | HDD 64 | HDD 65 | HDD 66 | HDD 67 | HDD 68 | HDD 69 | HDD 70 | HDD 71 | % Estimated
2000-01-01 | 391.2 | 414.7 | 438.9 | 463.4 | 489 | 515.4 | 542.3 | 570 | 598.2 | 626.2 | 655 | 683.8 | 712.8 | 742 | 771.2 | 800.7 | 830.7 | 860.9 | 891.2 | 921.6 | 952 | 982.5 | 1012.9 | 1043.5 | 1074.2 | 1105.1 | 1136 | 1167 | 1198 | 1229 | 1260 | 1291 | 1322 | 1353 | 0
2000-02-01 | 173.8 | 193.9 | 215.5 | 238.2 | 261.6 | 285.5 | 309.9 | 335.1 | 360.5 | 386.5 | 413.3 | 440.4 | 467.7 | 495.1 | 522.6 | 550.4 | 578.6 | 606.9 | 635.4 | 664 | 692.8 | 721.6 | 750.5 | 779.5 | 808.5 | 837.5 | 866.5 | 895.5 | 924.5 | 953.5 | 982.5 | 1011.5 | 1040.5 | 1069.5 | 0
2000-03-01 | 42.4 | 52.1 | 64.3 | 78.2 | 93.4 | 109.7 | 126.9 | 145.3 | 165.4 | 186.6 | 209 | 232.3 | 256.6 | 282.4 | 309 | 336.3 | 363.8 | 391.9 | 420.6 | 449.4 | 478.7 | 508.1 | 537.9 | 568 | 598.2 | 628.6 | 659.1 | 689.6 | 720.2 | 750.9 | 781.7 | 812.5 | 843.3 | 874.3 | 0
2000-04-01 | 4.4 | 7.5 | 11.3 | 15.9 | 22.4 | 30.9 | 42.9 | 56.1 | 71.4 | 88.5 | 107.2 | 127 | 148.2 | 170.7 | 194.2 | 218.5 | 243 | 268.3 | 293.8 | 320 | 346.1 | 373 | 400.3 | 428.2 | 456.6 | 485.3 | 514.1 | 543.1 | 572.3 | 601.8 | 631.2 | 661 | 690.7 | 720.5 | 0
2000-05-01 | 0 | 0 | 0 | 0 | 0 | 0 | 0.1 | 0.7 | 2.3 | 4.6 | 8.2 | 12.8 | 18.5 | 26.6 | 36.6 | 48.2 | 60.9 | 75.7 | 92.1 | 110.3 | 129.8 | 150.6 | 172.6 | 195.8 | 219.7 | 244.7 | 270.4 | 297 | 323.9 | 351.4 | 379 | 407.4 | 435.7 | 464.6 | 0
2000-06-01 | 0 | 0 | 0 | 0 | 0 | 0 | 0 | 0 | 0 | 0.1 | 0.4 | 0.9 | 1.4 | 2.1 | 3 | 5.1 | 7.7 | 11.6 | 16.1 | 21.6 | 28 | 35.6 | 43.7 | 52.4 | 61.5 | 71.3 | 81.7 | 93.7 | 107.4 | 122.3 | 138.4 | 155.7 | 173.9 | 193.8 | 0.03
2000-07-01 | 0 | 0 | 0 | 0 | 0 | 0 | 0 | 0 | 0 | 0 | 0 | 0 | 0 | 0 | 0 | 0 | 0 | 0 | 0 | 0.1 | 0.3 | 0.5 | 1 | 2 | 3.3 | 6.4 | 10.6 | 17.7 | 27.3 | 40 | 54.5 | 70.7 | 88.3 | 107.8 | 0
2000-08-01 | 0 | 0 | 0 | 0 | 0 | 0 | 0 | 0 | 0 | 0 | 0 | 0 | 0 | 0 | 0 | 0 | 0 | 0 | 0 | 0.1 | 0.4 | 0.9 | 1.8 | 2.6 | 4 | 6.7 | 11.1 | 17.8 | 26.7 | 37.7 | 50 | 64.3 | 80.5 | 99 | 5
2000-09-01 | 0 | 0 | 0.1 | 0.3 | 0.5 | 0.8 | 1.2 | 1.8 | 2.5 | 3.3 | 4.2 | 5.3 | 7.1 | 9.1 | 11.9 | 15.4 | 19.7 | 25.1 | 31 | 38 | 45.6 | 53.9 | 63.3 | 73.4 | 85.6 | 99.3 | 114 | 130.5 | 148.1 | 167.9 | 188.9 | 211.1 | 234.1 | 258.2 | 0
2000-10-01 | 3.7 | 5.4 | 7.4 | 9.9 | 13.3 | 17.2 | 22.7 | 29 | 35.9 | 43.4 | 51.6 | 60.5 | 69.7 | 80.8 | 93.3 | 107.2 | 122.8 | 139.9 | 158.1 | 179 | 200.4 | 223.3 | 246.7 | 271.4 | 296.3 | 322.4 | 348.8 | 375.4 | 403.1 | 430.9 | 459.6 | 488.6 | 517.9 | 547.4 | 0
2000-11-01 | 43.4 | 50.1 | 57.6 | 66.1 | 75.4 | 86 | 98.5 | 112.2 | 127.6 | 144.7 | 164.3 | 185.8 | 209.9 | 235.9 | 262.7 | 290.6 | 318.5 | 347.2 | 376.3 | 405.5 | 435 | 464.5 | 494.2 | 523.9 | 553.8 | 583.8 | 613.8 | 643.8 | 673.8 | 703.8 | 733.8 | 763.8 | 793.8 | 823.8 | 0
2000-12-01 | 289.9 | 316.9 | 344.7 | 373.2 | 401.9 | 431 | 460.5 | 490.1 | 519.8 | 549.6 | 579.4 | 609.4 | 639.3 | 669.4 | 699.5 | 729.7 | 760 | 790.4 | 820.8 | 851.3 | 881.7 | 912.2 | 942.8 | 973.5 | 1004.2 | 1035.1 | 1066.1 | 1097.1 | 1128.1 | 1159.1 | 1190.1 | 1221.1 | 1252.1 | 1283.1 | 0.1
2001-01-01 | 246.6 | 275.6 | 305.3 | 335.7 | 366.4 | 397.2 | 428.2 | 459.2 | 490.2 | 521.2 | 552.2 | 583.2 | 614.2 | 645.2 | 676.2 | 707.2 | 738.2 | 769.2 | 800.2 | 831.2 | 862.2 | 893.2 | 924.2 | 955.2 | 986.2 | 1017.2 | 1048.2 | 1079.2 | 1110.2 | 1141.2 | 1172.2 | 1203.2 | 1234.2 | 1265.2 | 0.06
2001-02-01 | 199.1 | 221.4 | 244.6 | 268.7 | 293.8 | 319.4 | 345.6 | 372.3 | 399.3 | 426.4 | 453.7 | 481.2 | 509 | 536.8 | 564.6 | 592.5 | 620.5 | 648.5 | 676.5 | 704.5 | 732.5 | 760.5 | 788.5 | 816.5 | 844.5 | 872.5 | 900.5 | 928.5 | 956.5 | 984.5 | 1012.5 | 1040.5 | 1068.5 | 1096.5 | 0
2001-03-01 | 122.7 | 143.2 | 165.3 | 189.1 | 214.2 | 240.7 | 268.8 | 297.2 | 326.4 | 356.1 | 385.9 | 416.2 | 447.1 | 478.1 | 509.1 | 540.1 | 571.1 | 602.1 | 633.1 | 664.1 | 695.1 | 726.1 | 757.1 | 788.1 | 819.1 | 850.1 | 881.1 | 912.1 | 943.1 | 974.1 | 1005.1 | 1036.1 | 1067.1 | 1098.1 | 0.06
2001-04-01 | 9.1 | 13.2 | 18.5 | 25.1 | 32.2 | 41.2 | 52 | 64.4 | 78.7 | 94.3 | 111.1 | 129.7 | 149 | 169.6 | 191.6 | 214.1 | 237.2 | 261.8 | 286.7 | 312.2 | 338.2 | 364.5 | 391.7 | 419 | 446.8 | 474.5 | 502.7 | 531 | 559.4 | 587.9 | 616.6 | 645.3 | 674 | 702.9 | 0.03
2001-05-01 | 0 | 0 | 0 | 0.2 | 0.4 | 0.6 | 1.1 | 1.6 | 2.4 | 3.4 | 4.6 | 6.3 | 9.3 | 13.6 | 19.5 | 27.6 | 37.9 | 49.5 | 63.2 | 78.6 | 95.5 | 114 | 133.7 | 154.6 | 175.9 | 198.3 | 221.1 | 244.7 | 268.8 | 293.5 | 318.5 | 344.1 | 369.7 | 395.9 | 0
2001-06-01 | 0 | 0 | 0 | 0 | 0 | 0 | 0 | 0 | 0 | 0 | 0 | 0 | 0 | 0.1 | 0.3 | 0.7 | 1.3 | 2.1 | 3.2 | 4.7 | 6.9 | 9.2 | 12.1 | 15.6 | 20 | 25.5 | 31.5 | 39.4 | 47.9 | 57.2 | 68.6 | 80.4 | 94.4 | 110.1 | 0.03
2001-07-01 | 0 | 0 | 0 | 0 | 0 | 0 | 0 | 0 | 0 | 0 | 0 | 0 | 0 | 0 | 0 | 0 | 0 | 0 | 0 | 0 | 0.3 | 1 | 2 | 4.3 | 7.3 | 11.7 | 18.1 | 25.9 | 35.3 | 46.8 | 59.9 | 75.6 | 93.9 | 114.3 | 0
2001-08-01 | 0 | 0 | 0 | 0 | 0 | 0 | 0 | 0 | 0 | 0 | 0 | 0 | 0 | 0 | 0 | 0 | 0 | 0 | 0 | 0 | 0 | 0 | 0.1 | 0.3 | 1 | 1.9 | 3.2 | 5.5 | 8.3 | 12.8 | 19.4 | 27.8 | 37.9 | 50.2 | 0.03
2001-09-01 | 0 | 0 | 0 | 0 | 0 | 0 | 0 | 0 | 0 | 0 | 0 | 0 | 0.1 | 0.3 | 0.7 | 1.5 | 2.9 | 5.8 | 9.3 | 14.1 | 19.9 | 26.7 | 34.5 | 43.6 | 53.5 | 65.1 | 78.7 | 94.3 | 111.2 | 130.4 | 150.4 | 171.9 | 194.3 | 217.8 | 0
2001-10-01 | 1.2 | 2 | 3.2 | 5 | 7 | 9.5 | 12.3 | 15.6 | 19.6 | 24.1 | 29.4 | 35.5 | 42.6 | 50.9 | 60.1 | 70.5 | 82.9 | 97 | 112.7 | 130 | 148.8 | 169.2 | 189.9 | 211.6 | 234.1 | 257.3 | 281.6 | 307.5 | 333.9 | 360.8 | 388.1 | 415.7 | 444 | 472.6 | 0.5
2001-11-01 | 9 | 12.6 | 17.2 | 22.5 | 28.6 | 36.2 | 44.8 | 55 | 67.5 | 80.5 | 95.1 | 111.3 | 129.4 | 148.9 | 169.1 | 190.8 | 213.6 | 237.4 | 262 | 287.5 | 313.3 | 340.2 | 367.3 | 394.5 | 422.4 | 450.7 | 479.6 | 508.7 | 538.2 | 567.7 | 597.4 | 627.1 | 656.9 | 686.8 | 0
2001-12-01 | 82.9 | 99 | 116 | 134.6 | 153.9 | 174.1 | 195.9 | 218.2 | 241.1 | 264.4 | 288.7 | 313.5 | 338.8 | 364.8 | 391.1 | 418.2 | 445.8 | 473.8 | 502.4 | 531.1 | 560.4 | 589.8 | 619.2 | 648.7 | 678.6 | 708.4 | 738.4 | 768.7 | 799.1 | 829.5 | 860 | 890.6 | 921.4 | 952.3 | 0
2002-01-01 | 110.3 | 131.7 | 154.8 | 178.8 | 203.7 | 229.6 | 256.3 | 283.5 | 311.3 | 339.7 | 369.2 | 398.8 | 428.8 | 459.3 | 489.7 | 520.2 | 550.8 | 581.5 | 612.1 | 642.8 | 673.4 | 704.1 | 734.8 | 765.5 | 796.3 | 827.2 | 858.1 | 889.1 | 920.1 | 951.1 | 982.1 | 1013.1 | 1044.1 | 1075.1 | 0.03
2002-02-01 | 123.7 | 142 | 161 | 181.2 | 202.1 | 223.6 | 246 | 269.1 | 292.7 | 317.1 | 342 | 367.5 | 393.4 | 419.6 | 446.2 | 473.3 | 500.7 | 528.4 | 556.1 | 583.9 | 611.7 | 639.6 | 667.6 | 695.6 | 723.6 | 751.6 | 779.6 | 807.6 | 835.6 | 863.6 | 891.6 | 919.6 | 947.6 | 975.6 | 0
2002-03-01 | 66.8 | 80.7 | 96.4 | 113.8 | 133.4 | 154.6 | 177 | 201 | 225.4 | 251.3 | 277.7 | 304.9 | 332.1 | 360 | 388.2 | 416.4 | 445.2 | 473.9 | 503.3 | 533 | 562.7 | 593.1 | 623.5 | 654.3 | 685.2 | 716.1 | 747.1 | 778.1 | 809.1 | 840.1 | 871.1 | 902.1 | 933.1 | 964.1 | 0.1
2002-04-01 | 8.9 | 12.6 | 17.4 | 23.7 | 31.1 | 39.5 | 49.3 | 60.3 | 73.2 | 87.5 | 102.7 | 119.8 | 138.1 | 156.8 | 176.7 | 197.6 | 218.7 | 240.7 | 263.8 | 287.4 | 311.8 | 336.8 | 361.9 | 387.6 | 413.7 | 439.9 | 466.6 | 493.8 | 521.3 | 548.7 | 576.7 | 604.9 | 633.3 | 661.9 | 0.03
2002-05-01 | 0 | 0.1 | 0.3 | 0.5 | 1 | 1.6 | 2.7 | 4.8 | 7.7 | 11.7 | 17 | 23.5 | 30.4 | 39 | 48.8 | 59.5 | 71.9 | 85.9 | 101.1 | 117.1 | 134.8 | 153.5 | 172.6 | 192.9 | 214.3 | 236.3 | 259.4 | 283.3 | 308 | 334 | 360.6 | 387.9 | 415.4 | 443.1 | 0
2002-06-01 | 0 | 0 | 0 | 0 | 0 | 0 | 0 | 0 | 0 | 0 | 0 | 0.2 | 0.4 | 1 | 2.1 | 3.8 | 6.5 | 11.1 | 16.8 | 23.7 | 31.4 | 40 | 49.2 | 58.9 | 70.1 | 82.3 | 95.9 | 110.1 | 125 | 141 | 157.8 | 175.9 | 194.5 | 214.1 | 0
2002-07-01 | 0 | 0 | 0 | 0 | 0 | 0 | 0 | 0 | 0 | 0 | 0 | 0 | 0 | 0 | 0 | 0 | 0 | 0 | 0 | 0 | 0 | 0.2 | 0.5 | 1.1 | 2 | 3.5 | 5.9 | 9.2 | 13.6 | 18.8 | 25.2 | 33.3 | 42.8 | 54.6 | 0.03
2002-08-01 | 0 | 0 | 0 | 0 | 0 | 0 | 0 | 0 | 0 | 0 | 0 | 0 | 0 | 0 | 0 | 0 | 0 | 0 | 0 | 0 | 0 | 0.1 | 0.7 | 1.5 | 3.3 | 5.1 | 7.6 | 11.7 | 16.7 | 22.9 | 29.9 | 38.6 | 47.7 | 59 | 0.03
2002-09-01 | 0 | 0 | 0 | 0 | 0 | 0 | 0 | 0 | 0 | 0 | 0 | 0 | 0 | 0 | 0.1 | 0.3 | 0.6 | 0.9 | 1.6 | 2.8 | 4.5 | 6.8 | 10.1 | 15.2 | 21.7 | 29.9 | 40.1 | 51.4 | 64.1 | 79.1 | 95 | 111.6 | 129.5 | 148.6 | 0.1
2002-10-01 | 4.3 | 6.9 | 9.8 | 13.3 | 17.3 | 22.1 | 27.5 | 34.2 | 41.9 | 50.8 | 60.9 | 71.8 | 83.8 | 97.3 | 111.1 | 126.6 | 143 | 161.4 | 180.7 | 201.7 | 224.7 | 249.7 | 275.6 | 301.9 | 328.9 | 356.3 | 383.8 | 411.7 | 439.4 | 467.5 | 495.5 | 523.9 | 552.7 | 581.5 | 0.03
2002-11-01 | 47 | 56.5 | 67.4 | 79.9 | 93.7 | 108.9 | 125.4 | 143.4 | 163.2 | 184.7 | 207.3 | 231.3 | 256.1 | 281.2 | 307 | 332.9 | 359.2 | 385.9 | 413.4 | 440.7 | 468.5 | 496.7 | 524.9 | 553.3 | 581.8 | 610.3 | 639.1 | 668.2 | 697.5 | 726.9 | 756.6 | 786.6 | 816.5 | 846.5 | 0
2002-12-01 | 183 | 205.6 | 229.9 | 255.7 | 283 | 311 | 339.9 | 369.2 | 399.1 | 429.2 | 459.4 | 489.8 | 520.2 | 550.7 | 581.3 | 611.9 | 642.5 | 673.2 | 703.9 | 734.6 | 765.3 | 796.1 | 826.8 | 857.8 | 888.8 | 919.8 | 950.8 | 981.8 | 1012.8 | 1043.8 | 1074.8 | 1105.8 | 1136.8 | 1167.8 | 0.03
2003-01-01 | 428.3 | 458.7 | 489.1 | 519.5 | 550 | 580.7 | 611.7 | 642.7 | 673.7 | 704.7 | 735.7 | 766.7 | 797.7 | 828.7 | 859.7 | 890.7 | 921.7 | 952.7 | 983.7 | 1014.7 | 1045.7 | 1076.7 | 1107.7 | 1138.7 | 1169.7 | 1200.7 | 1231.7 | 1262.7 | 1293.7 | 1324.7 | 1355.7 | 1386.7 | 1417.7 | 1448.7 | 0.03
2003-02-01 | 334.1 | 359.9 | 385.9 | 412.1 | 438.6 | 465.4 | 492.4 | 519.9 | 547.3 | 574.9 | 602.6 | 630.4 | 658.2 | 686 | 713.9 | 741.8 | 769.8 | 797.8 | 825.8 | 853.8 | 881.8 | 909.8 | 937.8 | 965.8 | 993.8 | 1021.8 | 1049.8 | 1077.8 | 1105.8 | 1133.8 | 1161.8 | 1189.8 | 1217.8 | 1245.8 | 0.04
2003-03-01 | 156.5 | 174.2 | 192.8 | 212.3 | 232.8 | 254.2 | 276.4 | 299.6 | 324 | 349 | 374.8 | 400.8 | 427.3 | 454.2 | 481.6 | 509.5 | 537.7 | 566.3 | 595.4 | 624.7 | 654.3 | 683.9 | 713.9 | 743.9 | 774.2 | 804.7 | 835.4 | 866 | 896.8 | 927.6 | 958.6 | 989.6 | 1020.6 | 1051.6 | 0
2003-04-01 | 39.5 | 49.7 | 61.6 | 74.9 | 89.5 | 104.9 | 122 | 139.8 | 158.7 | 178.9 | 200.4 | 222.8 | 246.1 | 270 | 294.5 | 319.6 | 345.2 | 371.5 | 397.5 | 424.1 | 450.8 | 477.9 | 505.2 | 532.4 | 559.9 | 587.4 | 615.2 | 643.2 | 671.3 | 699.5 | 727.7 | 756.4 | 784.9 | 813.6 | 0.07
2003-05-01 | 0 | 0 | 0 | 0.1 | 0.3 | 0.5 | 0.7 | 1.5 | 2.8 | 5.2 | 9.6 | 16.6 | 26.5 | 38.5 | 51.9 | 67.2 | 83.9 | 101.8 | 122.1 | 143.4 | 165.9 | 189 | 213.3 | 238.6 | 264.6 | 291.3 | 318.6 | 346.6 | 374.5 | 403 | 431.6 | 460.5 | 489.6 | 519.2 | 0.2
2003-06-01 | 0 | 0 | 0 | 0 | 0 | 0 | 0 | 0 | 0 | 0 | 0 | 0 | 0 | 0.1 | 0.4 | 0.9 | 1.8 | 3.8 | 6.6 | 11 | 17.1 | 25.1 | 35.3 | 47.2 | 60.9 | 75.1 | 90.8 | 108 | 125.7 | 144.5 | 164.5 | 185.3 | 207 | 229.3 | 0
2003-07-01 | 0 | 0 | 0 | 0 | 0 | 0 | 0 | 0 | 0 | 0 | 0 | 0 | 0 | 0 | 0 | 0 | 0 | 0 | 0 | 0 | 0 | 0 | 0.4 | 0.9 | 1.5 | 2.5 | 4.1 | 6.2 | 9.5 | 14 | 19.4 | 26.3 | 34.1 | 43.9 | 0.03
2003-08-01 | 0 | 0 | 0 | 0 | 0 | 0 | 0 | 0 | 0 | 0 | 0 | 0 | 0 | 0 | 0 | 0 | 0 | 0 | 0 | 0.2 | 0.4 | 0.6 | 0.9 | 1.4 | 2.5 | 4.2 | 6.1 | 8.8 | 12.6 | 17.4 | 22.7 | 29.7 | 37.8 | 47.5 | 0
2003-09-01 | 0 | 0 | 0 | 0 | 0 | 0 | 0 | 0 | 0 | 0 | 0 | 0 | 0 | 0 | 0.1 | 0.3 | 0.8 | 1.4 | 2.1 | 3.1 | 4.5 | 6.5 | 10 | 15 | 21.3 | 29.8 | 40.8 | 54.9 | 71.9 | 91.5 | 112.6 | 134.7 | 158.5 | 184.1 | 0.07
2003-10-01 | 1.8 | 3.4 | 5.4 | 7.5 | 10.1 | 13.6 | 17.8 | 22.8 | 28.2 | 34.6 | 41.7 | 50.3 | 59.7 | 69.9 | 81.6 | 95.7 | 110.7 | 127.7 | 146.2 | 166.7 | 189 | 213 | 237.7 | 263.6 | 290.8 | 319.3 | 348.2 | 377.7 | 407.5 | 437.5 | 467.9 | 498.3 | 528.9 | 559.6 | 0.03
2003-11-01 | 18.5 | 24 | 31.1 | 39.2 | 48.2 | 58.6 | 70.6 | 84.7 | 100.8 | 118.5 | 138 | 158.9 | 180.9 | 203.9 | 227.5 | 252.2 | 277.6 | 303.7 | 330.8 | 358.5 | 386.8 | 415.5 | 444.1 | 473 | 501.9 | 531.2 | 560.6 | 589.9 | 619.4 | 648.9 | 678.4 | 708 | 737.6 | 767.3 | 0
2003-12-01 | 145.8 | 165.6 | 186.5 | 209.1 | 232.5 | 256.9 | 281.8 | 307.3 | 333.2 | 359.8 | 387.3 | 415.5 | 444.3 | 473.4 | 502.8 | 532.4 | 562.7 | 593.1 | 623.8 | 654.8 | 685.8 | 716.8 | 747.8 | 778.8 | 809.8 | 840.8 | 871.8 | 902.8 | 933.8 | 964.8 | 995.8 | 1026.8 | 1057.8 | 1088.8 | 0.03
2004-01-01 | 535.3 | 564.3 | 593.5 | 623 | 652.7 | 682.8 | 712.9 | 743.1 | 773.4 | 803.8 | 834.3 | 864.9 | 895.7 | 926.7 | 957.7 | 988.7 | 1019.7 | 1050.7 | 1081.7 | 1112.7 | 1143.7 | 1174.7 | 1205.7 | 1236.7 | 1267.7 | 1298.7 | 1329.7 | 1360.7 | 1391.7 | 1422.7 | 1453.7 | 1484.7 | 1515.7 | 1546.7 | 0
2004-02-01 | 179.7 | 202.6 | 226.7 | 251.5 | 277.4 | 304.1 | 331.5 | 359 | 386.9 | 415 | 443.1 | 471.2 | 499.7 | 528.2 | 556.9 | 585.6 | 614.5 | 643.5 | 672.5 | 701.5 | 730.5 | 759.5 | 788.5 | 817.5 | 846.5 | 875.5 | 904.5 | 933.5 | 962.5 | 991.5 | 1020.5 | 1049.5 | 1078.5 | 1107.5 | 0.1
2004-03-01 | 88.6 | 104.6 | 122.6 | 142.1 | 162.9 | 184.7 | 207.4 | 231.2 | 255.8 | 281.1 | 307.3 | 334.6 | 362.4 | 390.7 | 419.9 | 449.1 | 478.6 | 508.4 | 538.3 | 568.6 | 598.7 | 629.1 | 659.7 | 690.3 | 721 | 751.8 | 782.5 | 813.4 | 844.4 | 875.4 | 906.4 | 937.4 | 968.4 | 999.4 | 0.03
2004-04-01 | 5.6 | 7.5 | 11.5 | 16.9 | 24.9 | 34.7 | 46.1 | 58.6 | 72.9 | 87.7 | 103.8 | 121.8 | 140.5 | 160.7 | 181.9 | 204 | 226.7 | 249.9 | 274.1 | 298.4 | 323.8 | 349.3 | 375 | 401.3 | 427.7 | 454.8 | 481.8 | 509.4 | 537.2 | 565.1 | 593.2 | 621.5 | 650 | 678.6 | 0.03
2004-05-01 | 0 | 0 | 0 | 0 | 0.1 | 0.2 | 0.3 | 0.5 | 0.8 | 1.5 | 3 | 5.6 | 9.4 | 15.2 | 22.9 | 32.9 | 43.6 | 56 | 69.9 | 85 | 102.1 | 120.4 | 139.5 | 160 | 182.4 | 205.8 | 230 | 254.4 | 279.9 | 305.8 | 332.3 | 359.5 | 386.8 | 414.8 | 0
2004-06-01 | 0 | 0 | 0 | 0 | 0 | 0 | 0 | 0 | 0 | 0 | 0 | 0.1 | 0.2 | 1 | 2.1 | 3.8 | 5.8 | 8.7 | 12.1 | 16.2 | 21.3 | 27 | 33.8 | 41.8 | 50.6 | 61.2 | 73.6 | 86.5 | 101.2 | 117 | 134.6 | 152.8 | 172.5 | 193.1 | 0
2004-07-01 | 0 | 0 | 0 | 0 | 0 | 0 | 0 | 0 | 0 | 0 | 0 | 0 | 0 | 0 | 0 | 0 | 0 | 0 | 0 | 0 | 0 | 0 | 0.1 | 0.3 | 0.8 | 2.4 | 5.8 | 11 | 18.7 | 28.3 | 39.5 | 52.7 | 67.4 | 85 | 0
2004-08-01 | 0 | 0 | 0 | 0 | 0 | 0 | 0 | 0 | 0 | 0 | 0 | 0 | 0 | 0 | 0 | 0 | 0 | 0 | 0 | 0 | 0.1 | 0.6 | 1.6 | 2.8 | 4.9 | 7.9 | 12.3 | 18.1 | 25.6 | 34.2 | 44.3 | 55.2 | 66.9 | 80.5 | 0.03
2004-09-01 | 0 | 0 | 0 | 0 | 0 | 0 | 0 | 0 | 0 | 0 | 0 | 0.1 | 0.3 | 1 | 1.7 | 2.6 | 3.9 | 5.5 | 7.6 | 10.6 | 14.8 | 19.7 | 25.7 | 32.9 | 42.6 | 54.1 | 67.8 | 83.2 | 100.2 | 119.2 | 139.2 | 161.1 | 184 | 208.3 | 0.03
2004-10-01 | 0 | 0 | 0 | 0.2 | 0.4 | 1 | 2.1 | 3.8 | 6.6 | 10.5 | 15.4 | 23.2 | 33.3 | 46 | 60 | 75.6 | 92.4 | 109.9 | 128.6 | 149.3 | 171.8 | 195.6 | 220.8 | 246.7 | 273.9 | 301.7 | 330.4 | 359.5 | 388.9 | 418.9 | 449.1 | 479.5 | 510.1 | 540.9 | 0.06
2004-11-01 | 27.1 | 33 | 40.4 | 48.6 | 58 | 68.8 | 81.6 | 96.6 | 113.3 | 131.8 | 151.9 | 172.7 | 195.2 | 218.5 | 243 | 268.4 | 295 | 322.2 | 349.7 | 377.7 | 406.2 | 435 | 463.9 | 493.1 | 522.8 | 552.6 | 582.5 | 612.4 | 642.4 | 672.4 | 702.4 | 732.4 | 762.4 | 792.4 | 0.03
2004-12-01 | 172.4 | 190.6 | 210.1 | 231.1 | 254 | 278 | 304.1 | 330.5 | 358.6 | 387.3 | 416.5 | 445.9 | 475.5 | 505.5 | 535.5 | 565.8 | 596.2 | 626.6 | 657.4 | 688.1 | 719 | 749.9 | 780.8 | 811.8 | 842.8 | 873.8 | 904.8 | 935.8 | 966.8 | 997.8 | 1028.8 | 1059.8 | 1090.8 | 1121.8 | 0.1
2005-01-01 | 388.9 | 415.6 | 442.9 | 470.5 | 498.5 | 526.8 | 555.7 | 584.6 | 613.8 | 643.2 | 672.5 | 702.1 | 731.9 | 761.7 | 791.7 | 822 | 852.3 | 882.7 | 913.1 | 943.6 | 974.2 | 1004.9 | 1035.6 | 1066.4 | 1097.3 | 1128.3 | 1159.3 | 1190.3 | 1221.3 | 1252.3 | 1283.3 | 1314.3 | 1345.3 | 1376.3 | 0.06
2005-02-01 | 201.2 | 224.8 | 249.4 | 274.2 | 299.8 | 325.8 | 352.1 | 378.5 | 405.3 | 432.2 | 459.4 | 486.8 | 514.4 | 542.2 | 570.1 | 598 | 626 | 654 | 682 | 710 | 738 | 766 | 794 | 822 | 850 | 878 | 906 | 934 | 962 | 990 | 1018 | 1046 | 1074 | 1102 | 0
2005-03-01 | 139.7 | 158.8 | 179.5 | 202.1 | 226 | 251.6 | 278.3 | 305.8 | 334.5 | 363.7 | 393.4 | 423.3 | 453.6 | 484.3 | 515.1 | 545.9 | 576.8 | 607.8 | 638.8 | 669.8 | 700.8 | 731.8 | 762.8 | 793.8 | 824.8 | 855.8 | 886.8 | 917.8 | 948.8 | 979.8 | 1010.8 | 1041.8 | 1072.8 | 1103.8 | 0.03
2005-04-01 | 3.3 | 4.9 | 6.9 | 9.9 | 14.3 | 20.1 | 27.4 | 36.2 | 46.8 | 59.4 | 73.4 | 89.8 | 108.1 | 127.9 | 149.3 | 171.3 | 194.4 | 217.9 | 241.7 | 266.3 | 291.3 | 316.9 | 343.5 | 370.2 | 397.7 | 425.4 | 453.9 | 482.5 | 511.7 | 541 | 570.3 | 599.6 | 629 | 658.4 | 0.1
2005-05-01 | 0 | 0 | 0 | 0 | 0.1 | 0.7 | 1.8 | 3.8 | 7.3 | 12.9 | 20.6 | 31 | 43.1 | 57.8 | 74 | 92.8 | 112.8 | 134.3 | 157.2 | 181.5 | 207.2 | 234.4 | 262.7 | 291.5 | 320.8 | 350.4 | 380.1 | 410 | 440 | 470.1 | 500.3 | 530.6 | 561.1 | 591.5 | 0
2005-06-01 | 0 | 0 | 0 | 0 | 0 | 0 | 0 | 0 | 0 | 0 | 0 | 0 | 0.1 | 1.2 | 2.7 | 5.2 | 8.3 | 12.8 | 18.2 | 24.4 | 31.9 | 39.7 | 47.9 | 57.1 | 66.4 | 76.4 | 87 | 98.4 | 110.2 | 123.2 | 136.6 | 151.1 | 166.7 | 183.2 | 0.07
2005-07-01 | 0 | 0 | 0 | 0 | 0 | 0 | 0 | 0 | 0 | 0 | 0 | 0 | 0 | 0 | 0 | 0 | 0 | 0 | 0 | 0.3 | 1 | 1.7 | 2.9 | 4.7 | 7 | 10.1 | 14 | 19.3 | 26 | 33.5 | 42 | 51.6 | 63.1 | 75.4 | 0.03
2005-08-01 | 0 | 0 | 0 | 0 | 0 | 0 | 0 | 0 | 0 | 0 | 0 | 0 | 0 | 0 | 0 | 0 | 0 | 0 | 0 | 0 | 0 | 0 | 0 | 0.1 | 0.4 | 1 | 1.9 | 3.8 | 7.2 | 11.8 | 18.2 | 26.1 | 35.3 | 46.5 | 0
2005-09-01 | 0 | 0 | 0 | 0 | 0 | 0 | 0 | 0 | 0 | 0 | 0 | 0 | 0.2 | 0.4 | 0.9 | 1.6 | 2.7 | 4.2 | 6 | 7.8 | 10 | 13.1 | 17 | 21.4 | 26.2 | 32.6 | 40.1 | 49.8 | 61 | 74.2 | 89.4 | 106.6 | 125 | 145.6 | 0.1
2005-10-01 | 1.1 | 1.8 | 2.8 | 4.5 | 7 | 10.3 | 14.1 | 18.3 | 23.7 | 29.5 | 36 | 44.1 | 52.9 | 62.8 | 73.4 | 85.2 | 98.9 | 114.5 | 132.1 | 151.3 | 172.2 | 194.5 | 218.4 | 242.6 | 268 | 293.6 | 319.6 | 346.1 | 372.9 | 400.5 | 428.9 | 457.4 | 486.6 | 516 | 0
2005-11-01 | 37.4 | 44.8 | 52.6 | 61.2 | 70.5 | 81.3 | 92.7 | 104.5 | 117.3 | 131.2 | 145.8 | 161.9 | 179.1 | 198.6 | 219.1 | 240.7 | 262.8 | 286 | 310.7 | 336.3 | 362.8 | 390.3 | 418.4 | 447 | 476 | 505 | 534.2 | 563.8 | 593.5 | 623.3 | 653.2 | 683.1 | 713.1 | 743.1 | 0.07
2005-12-01 | 204.2 | 227.8 | 252.4 | 278.1 | 304.3 | 331.4 | 359.9 | 389.1 | 418.8 | 449.1 | 479.6 | 510.3 | 541.2 | 572.2 | 603.2 | 634.2 | 665.2 | 696.2 | 727.2 | 758.2 | 789.2 | 820.2 | 851.2 | 882.2 | 913.2 | 944.2 | 975.2 | 1006.2 | 1037.2 | 1068.2 | 1099.2 | 1130.2 | 1161.2 | 1192.2 | 0
2006-01-01 | 131.6 | 152.3 | 174 | 196.6 | 220.1 | 244.4 | 269.4 | 294.9 | 321 | 347.4 | 374.3 | 401.8 | 429.6 | 458.1 | 486.9 | 516.2 | 545.8 | 575.6 | 605.8 | 636.2 | 667 | 697.7 | 728.6 | 759.6 | 790.6 | 821.6 | 852.6 | 883.6 | 914.6 | 945.6 | 976.6 | 1007.6 | 1038.6 | 1069.6 | 0.1
2006-02-01 | 234.8 | 256.1 | 278.4 | 301.4 | 324.7 | 348.2 | 372.6 | 397.6 | 423.2 | 449.3 | 475.3 | 501.9 | 528.7 | 555.8 | 583.1 | 610.7 | 638.5 | 666.3 | 694.2 | 722.2 | 750.2 | 778.2 | 806.2 | 834.2 | 862.2 | 890.2 | 918.2 | 946.2 | 974.2 | 1002.2 | 1030.2 | 1058.2 | 1086.2 | 1114.2 | 0.2
2006-03-01 | 112.2 | 128.8 | 146.5 | 165.5 | 185.8 | 206.7 | 228.9 | 251.8 | 275.1 | 299.5 | 324.6 | 350.1 | 376.6 | 403.7 | 431.2 | 459.1 | 487.5 | 516.5 | 545.9 | 575.7 | 605.8 | 636.1 | 666.4 | 696.8 | 727.2 | 757.8 | 788.3 | 819 | 849.7 | 880.5 | 911.2 | 942 | 972.8 | 1003.6 | 0.06
2006-04-01 | 2.9 | 4.9 | 7.5 | 10.8 | 14.7 | 19.3 | 25.5 | 33.8 | 43.9 | 56.5 | 70.4 | 86.2 | 103.1 | 121.6 | 141.2 | 162.4 | 184.5 | 207.8 | 232.2 | 257.1 | 282.8 | 308.9 | 335.3 | 362.3 | 389.6 | 417.3 | 445.4 | 473.8 | 502.3 | 531.1 | 560.2 | 589.6 | 619.1 | 648.7 | 0.03
2006-05-01 | 0 | 0 | 0 | 0 | 0 | 0 | 0 | 0.1 | 0.9 | 3.4 | 7.8 | 14.8 | 23.9 | 35.2 | 47.5 | 61.1 | 76 | 91.9 | 108.6 | 126.5 | 145.4 | 164.7 | 185 | 205.9 | 227.4 | 250.4 | 274 | 298.5 | 324.3 | 351.4 | 378.6 | 407 | 435.5 | 464.5 | 0.03
2006-06-01 | 0 | 0 | 0 | 0 | 0 | 0 | 0 | 0 | 0 | 0 | 0 | 0 | 0 | 0 | 0 | 0.4 | 1.4 | 3.4 | 5.6 | 8.5 | 12.2 | 17.1 | 23.2 | 30.3 | 38.7 | 47.6 | 57.8 | 68.9 | 81.6 | 95.2 | 110.2 | 126.1 | 143.2 | 162.1 | 0
2006-07-01 | 0 | 0 | 0 | 0 | 0 | 0 | 0 | 0 | 0 | 0 | 0 | 0 | 0 | 0 | 0 | 0 | 0 | 0 | 0 | 0 | 0 | 0 | 0 | 0 | 0 | 0 | 0.3 | 0.9 | 1.9 | 3.5 | 6.4 | 10.5 | 15.8 | 23.7 | 0.1
2006-08-01 | 0 | 0 | 0 | 0 | 0 | 0 | 0 | 0 | 0 | 0 | 0 | 0 | 0 | 0 | 0 | 0 | 0 | 0 | 0 | 0.1 | 0.3 | 0.9 | 2 | 4.1 | 7.7 | 12.7 | 18.3 | 25.3 | 33.4 | 42.8 | 52.9 | 65.4 | 79.3 | 95.7 | 0.06
2006-09-01 | 0 | 0 | 0 | 0 | 0 | 0 | 0 | 0 | 0 | 0 | 0 | 0.2 | 0.3 | 0.6 | 1.2 | 2 | 3.5 | 5.4 | 8 | 11.2 | 15.2 | 19.8 | 25.4 | 32.1 | 40.5 | 50.8 | 64.3 | 80.4 | 99.2 | 120.1 | 142 | 165 | 189.8 | 215.6 | 0.03
2006-10-01 | 0.1 | 0.3 | 0.5 | 1 | 1.7 | 2.8 | 4.7 | 7.9 | 11.8 | 17.5 | 24.4 | 32.6 | 42.1 | 52.4 | 64.9 | 78.7 | 94.2 | 110.8 | 129.7 | 150 | 171.5 | 193.9 | 217.6 | 242.6 | 268.5 | 295.1 | 322.6 | 350.9 | 379.4 | 408.3 | 437.2 | 466.9 | 496.6 | 526.6 | 0
2006-11-01 | 5.8 | 8.8 | 13 | 18.8 | 25.4 | 33 | 42 | 52.7 | 65 | 78.5 | 92.7 | 107.5 | 123.2 | 140.1 | 157.5 | 176.5 | 196.6 | 218.4 | 241.5 | 265.5 | 290.1 | 315.6 | 341.8 | 368.4 | 395.8 | 423.9 | 452.7 | 481.6 | 510.6 | 540.1 | 570 | 599.9 | 629.9 | 659.9 | 0.07
2006-12-01 | 64.2 | 76.2 | 89.1 | 103.4 | 119.4 | 136.8 | 156.1 | 176.7 | 198.1 | 221.5 | 245.6 | 271.1 | 297.1 | 324.1 | 352 | 380.7 | 409.9 | 439.5 | 469.2 | 499.1 | 529.1 | 559.1 | 589.1 | 619.2 | 649.2 | 679.4 | 709.9 | 740.6 | 771.5 | 802.5 | 833.5 | 864.5 | 895.5 | 926.5 | 0
2007-01-01 | 245.6 | 266.5 | 288.1 | 310.4 | 333.6 | 357 | 381.6 | 407 | 433.1 | 459.8 | 487.2 | 515.2 | 543.8 | 572.7 | 601.7 | 631 | 660.4 | 689.7 | 719.3 | 748.9 | 778.8 | 808.8 | 838.9 | 869.2 | 899.5 | 930 | 960.7 | 991.5 | 1022.3 | 1053.2 | 1084.1 | 1115.1 | 1146.1 | 1177.1 | 0.6
2007-02-01 | 326.2 | 352.5 | 379.2 | 406.3 | 433.7 | 461.1 | 488.7 | 516.5 | 544.3 | 572.1 | 600.1 | 628.1 | 656.1 | 684.1 | 712.1 | 740.1 | 768.1 | 796.1 | 824.1 | 852.1 | 880.1 | 908.1 | 936.1 | 964.1 | 992.1 | 1020.1 | 1048.1 | 1076.1 | 1104.1 | 1132.1 | 1160.1 | 1188.1 | 1216.1 | 1244.1 | 0.04
2007-03-01 | 153.7 | 168.8 | 185.4 | 203.1 | 221.4 | 241.3 | 262.2 | 283.8 | 306.8 | 330.5 | 355.1 | 380.2 | 405.8 | 432.2 | 459.3 | 487.2 | 515.5 | 545.2 | 574.8 | 604.9 | 635.1 | 665.6 | 696.1 | 726.7 | 757.4 | 788.1 | 818.9 | 849.8 | 880.6 | 911.5 | 942.4 | 973.4 | 1004.4 | 1035.3 | 0.03
2007-04-01 | 17.8 | 24.9 | 33.2 | 43.8 | 57.2 | 71.7 | 87.2 | 103.4 | 121.3 | 140.2 | 160.8 | 183.1 | 206.2 | 230.5 | 255.4 | 280.7 | 306.4 | 332.5 | 358.8 | 385.6 | 412.7 | 439.9 | 467.6 | 495.1 | 522.8 | 550.8 | 578.9 | 607 | 635.3 | 663.9 | 692.6 | 721.4 | 750.5 | 779.8 | 0
2007-05-01 | 0 | 0 | 0 | 0 | 0 | 0.2 | 1.2 | 2.4 | 4 | 6.3 | 9.5 | 13.4 | 18.2 | 23.9 | 30.9 | 38.9 | 48.1 | 58.2 | 69.3 | 81.2 | 94 | 108.3 | 123.6 | 139.7 | 156.9 | 175.2 | 194.6 | 215.3 | 236.8 | 259.3 | 282.4 | 306.1 | 330.3 | 355 | 0.03
2007-06-01 | 0 | 0 | 0 | 0 | 0 | 0 | 0 | 0 | 0 | 0 | 0 | 0 | 0 | 0 | 0.2 | 0.6 | 1.5 | 3 | 4.9 | 7.7 | 11.5 | 16.6 | 23 | 30.6 | 39.1 | 47.9 | 58.4 | 69.5 | 82.2 | 96 | 111.3 | 127.7 | 146.2 | 165.4 | 0.07
2007-07-01 | 0 | 0 | 0 | 0 | 0 | 0 | 0 | 0 | 0 | 0 | 0 | 0 | 0 | 0 | 0 | 0 | 0 | 0 | 0 | 0 | 0.2 | 0.5 | 0.8 | 1.6 | 2.6 | 4.1 | 6.2 | 10.1 | 15.8 | 22.4 | 31.1 | 40.6 | 52.6 | 65.8 | 0.06
2007-08-01 | 0 | 0 | 0 | 0 | 0 | 0 | 0 | 0 | 0 | 0 | 0 | 0 | 0 | 0 | 0 | 0 | 0 | 0 | 0 | 0.1 | 0.6 | 1.6 | 3.1 | 5 | 7.4 | 10.2 | 14.8 | 20.3 | 27.3 | 35.4 | 44.9 | 55.7 | 67.7 | 81.3 | 0.2
2007-09-01 | 0 | 0 | 0 | 0 | 0 | 0 | 0 | 0 | 0 | 0 | 0 | 0 | 0.1 | 0.5 | 1.3 | 2.2 | 3.4 | 5.2 | 7.1 | 9.7 | 12.5 | 16.7 | 21.4 | 27.3 | 36.2 | 46.6 | 59.5 | 73.2 | 88.4 | 104.5 | 121.8 | 139.7 | 158.7 | 178.6 | 0.1
2007-10-01 | 0.1 | 0.2 | 0.4 | 0.7 | 1.1 | 1.7 | 2.4 | 3.3 | 4.9 | 7.4 | 10.1 | 13.5 | 17 | 21.4 | 26.6 | 32.4 | 38.6 | 46.1 | 55.5 | 67 | 81.1 | 96.4 | 115 | 134.4 | 155.2 | 177.8 | 201.7 | 225.9 | 251 | 276.6 | 302.7 | 329.5 | 357.5 | 385.7 | 0.03
2007-11-01 | 32.8 | 42.3 | 54.3 | 66.9 | 81.4 | 97.3 | 113.9 | 132.6 | 152.3 | 173.5 | 195.7 | 219.1 | 243.3 | 268.5 | 294.1 | 320.3 | 346.7 | 373.7 | 401.1 | 428.9 | 457.5 | 486.3 | 515.3 | 544.5 | 573.9 | 603.5 | 633.1 | 663 | 692.9 | 722.9 | 752.9 | 782.8 | 812.9 | 842.9 | 0
2007-12-01 | 199.3 | 224.7 | 251.3 | 278.7 | 306.9 | 336.2 | 365.6 | 395.6 | 425.8 | 456.3 | 487 | 517.8 | 548.6 | 579.5 | 610.4 | 641.4 | 672.4 | 703.4 | 734.4 | 765.4 | 796.4 | 827.4 | 858.4 | 889.4 | 920.4 | 951.4 | 982.4 | 1013.4 | 1044.4 | 1075.4 | 1106.4 | 1137.4 | 1168.4 | 1199.4 | 0.06
2008-01-01 | 207.6 | 229.9 | 253.9 | 278.4 | 303.7 | 329.3 | 355.7 | 382.7 | 409.9 | 437.7 | 465.7 | 494.4 | 523.4 | 552.7 | 582.1 | 611.9 | 641.9 | 672.1 | 702.3 | 732.7 | 763.3 | 794 | 824.7 | 855.4 | 886.2 | 917 | 947.9 | 978.7 | 1009.6 | 1040.6 | 1071.6 | 1102.6 | 1133.6 | 1164.6 | 0.03
2008-02-01 | 189.1 | 211.7 | 235.7 | 260.4 | 285.7 | 311.8 | 338.3 | 365.4 | 393 | 420.9 | 448.8 | 476.9 | 505 | 533.2 | 561.5 | 589.8 | 618.1 | 646.5 | 674.9 | 703.5 | 732.2 | 761 | 789.8 | 818.6 | 847.6 | 876.6 | 905.6 | 934.6 | 963.6 | 992.6 | 1021.6 | 1050.6 | 1079.6 | 1108.6 | 0.07
2008-03-01 | 76.3 | 95 | 116.5 | 139.5 | 163.7 | 189.4 | 215.6 | 242.8 | 270.3 | 298.3 | 326.7 | 355.6 | 384.8 | 414.2 | 443.5 | 473.3 | 503.3 | 533.6 | 563.9 | 594.3 | 625 | 655.8 | 686.8 | 717.7 | 748.7 | 779.7 | 810.6 | 841.6 | 872.5 | 903.5 | 934.5 | 965.4 | 996.4 | 1027.3 | 0.03
2008-04-01 | 3 | 5.2 | 8.3 | 12.5 | 17.7 | 23.8 | 31.3 | 39.7 | 49.5 | 61.6 | 75.5 | 92 | 110.1 | 130 | 150.4 | 172.4 | 195.6 | 219.9 | 244.5 | 269.9 | 295.9 | 322.3 | 349 | 376.1 | 403.7 | 431.4 | 459.3 | 487.5 | 515.9 | 544.4 | 573 | 601.8 | 630.8 | 659.8 | 0.03
2008-05-01 | 0 | 0 | 0 | 0.1 | 0.3 | 0.5 | 0.7 | 1.2 | 2.1 | 3.8 | 6.8 | 11.3 | 17.3 | 25.4 | 34.8 | 45 | 56.7 | 69.8 | 83.8 | 99.3 | 116.3 | 135.2 | 155.2 | 176 | 198.4 | 220.9 | 244.9 | 270.4 | 296.1 | 323.1 | 350.5 | 378.8 | 407.9 | 436.7 | 0.03
2008-06-01 | 0 | 0 | 0 | 0 | 0 | 0 | 0 | 0 | 0 | 0 | 0 | 0 | 0 | 0 | 0 | 0.1 | 0.4 | 1 | 2 | 3.1 | 5.3 | 7.8 | 10.9 | 15.1 | 20.5 | 26.3 | 33.8 | 42.7 | 53.2 | 65 | 78 | 91.6 | 107.4 | 123.7 | 0.03
2008-07-01 | 0 | 0 | 0 | 0 | 0 | 0 | 0 | 0 | 0 | 0 | 0 | 0 | 0 | 0 | 0 | 0 | 0 | 0 | 0 | 0 | 0 | 0 | 0 | 0 | 0 | 0.3 | 1 | 2.2 | 3.9 | 6.7 | 10.2 | 15.6 | 22.9 | 31.5 | 0.03
2008-08-01 | 0 | 0 | 0 | 0 | 0 | 0 | 0 | 0 | 0 | 0 | 0 | 0 | 0 | 0 | 0 | 0 | 0 | 0 | 0 | 0.1 | 0.2 | 0.4 | 0.8 | 1.7 | 2.9 | 4.8 | 7.7 | 12.8 | 20 | 29.8 | 42 | 56.4 | 73.3 | 92.2 | 0.03
2008-09-01 | 0 | 0 | 0 | 0 | 0 | 0 | 0 | 0 | 0 | 0 | 0 | 0.1 | 0.3 | 0.9 | 1.8 | 3.2 | 5 | 7.6 | 10.9 | 14.4 | 18.9 | 24 | 30.1 | 38.2 | 48.2 | 59.7 | 73.3 | 88.4 | 105.6 | 124.7 | 145.5 | 166.9 | 189.3 | 212.7 | 0.03
2008-10-01 | 2.2 | 3.6 | 5.6 | 8.1 | 11.2 | 15 | 19.2 | 24.3 | 30.6 | 37.7 | 46 | 55 | 65 | 76.5 | 89.4 | 103.4 | 118.1 | 134.2 | 151.9 | 170.9 | 190.8 | 211.9 | 234.2 | 258.3 | 284.3 | 310.9 | 339.2 | 367.8 | 397.1 | 426.8 | 456.8 | 487.1 | 517.5 | 548.3 | 0
2008-11-01 | 68.6 | 79 | 90 | 102.3 | 115.7 | 129.6 | 144.8 | 161.2 | 178.4 | 196.9 | 215.7 | 235.6 | 256 | 277.1 | 298.9 | 321 | 343.9 | 368 | 393.3 | 420.2 | 447.7 | 476.1 | 504.9 | 533.9 | 563.1 | 592.3 | 621.7 | 651.1 | 680.8 | 710.7 | 740.5 | 770.6 | 800.5 | 830.6 | 0
2008-12-01 | 170.5 | 190.4 | 210.8 | 232.4 | 255.1 | 278.2 | 302.2 | 326.5 | 351.8 | 377.6 | 404 | 431.1 | 458.6 | 486.4 | 514.3 | 542.6 | 571 | 599.8 | 628.8 | 657.9 | 687.2 | 716.5 | 746.2 | 776.3 | 807 | 837.8 | 868.8 | 899.8 | 930.8 | 961.8 | 992.8 | 1023.8 | 1054.8 | 1085.8 | 0
2009-01-01 | 395.3 | 425.9 | 456.9 | 487.9 | 518.9 | 549.9 | 580.9 | 611.9 | 642.9 | 673.9 | 704.9 | 735.9 | 766.9 | 797.9 | 828.9 | 859.9 | 890.9 | 921.9 | 952.9 | 983.9 | 1014.9 | 1045.9 | 1076.9 | 1107.9 | 1138.9 | 1169.9 | 1200.9 | 1231.9 | 1262.9 | 1293.9 | 1324.9 | 1355.9 | 1386.9 | 1417.9 | 0
2009-02-01 | 191.5 | 212.6 | 234.6 | 257.4 | 281.3 | 305.5 | 330.2 | 355 | 380.6 | 406.1 | 432.1 | 458.6 | 485.3 | 512.4 | 539.7 | 567.2 | 594.8 | 622.5 | 650.2 | 678 | 705.9 | 733.8 | 761.8 | 789.8 | 817.8 | 845.8 | 873.8 | 901.8 | 929.8 | 957.8 | 985.8 | 1013.8 | 1041.8 | 1069.8 | 0
2009-03-01 | 122.4 | 138.7 | 156.3 | 175.4 | 196.5 | 218.6 | 242.2 | 267.1 | 293 | 319.7 | 347 | 375.2 | 403.6 | 432.3 | 461.7 | 491.5 | 521.4 | 551.5 | 581.6 | 612 | 642.6 | 673.2 | 703.9 | 734.9 | 765.8 | 796.8 | 827.7 | 858.7 | 889.7 | 920.6 | 951.6 | 982.5 | 1013.5 | 1044.5 | 0.06
2009-04-01 | 3.2 | 5.4 | 8.6 | 12.6 | 18 | 25 | 33.6 | 43.2 | 54.1 | 67.1 | 82 | 98.2 | 115.7 | 133.9 | 153.1 | 173.4 | 194.1 | 216.5 | 239.9 | 264 | 288.8 | 314.1 | 339.8 | 366.1 | 392.5 | 419.3 | 446.4 | 473.8 | 501.2 | 529.1 | 557.1 | 585.2 | 613.4 | 641.8 | 0
2009-05-01 | 0 | 0 | 0 | 0 | 0 | 0 | 0 | 0 | 0 | 0.4 | 1.2 | 2.9 | 5.6 | 10.9 | 17.5 | 25.6 | 34.7 | 45.1 | 57.2 | 70.7 | 85.5 | 101.9 | 119.3 | 138 | 157.7 | 178.7 | 201 | 224.5 | 249.1 | 274.8 | 301 | 327.9 | 355.6 | 383.4 | 0
2009-06-01 | 0 | 0 | 0 | 0 | 0 | 0 | 0 | 0 | 0 | 0 | 0 | 0.1 | 0.2 | 0.4 | 0.8 | 1.1 | 1.6 | 2.9 | 5.5 | 10 | 15.8 | 22.7 | 31.4 | 41.7 | 55.6 | 71.5 | 91 | 112.1 | 135.2 | 158.7 | 183.6 | 209.6 | 236.1 | 263.6 | 0
2009-07-01 | 0 | 0 | 0 | 0 | 0 | 0 | 0 | 0 | 0 | 0 | 0 | 0 | 0 | 0 | 0 | 0 | 0 | 0 | 0 | 0 | 0 | 0.4 | 1.8 | 3.8 | 7.4 | 12.3 | 19.2 | 27.6 | 38.2 | 49.9 | 62.6 | 76.3 | 90.9 | 107.2 | 0.03
2009-08-01 | 0 | 0 | 0 | 0 | 0 | 0 | 0 | 0 | 0 | 0 | 0 | 0 | 0 | 0 | 0 | 0 | 0 | 0 | 0 | 0.5 | 1.1 | 1.6 | 2.4 | 3.2 | 4.7 | 6.6 | 8.9 | 12.2 | 16.2 | 21.9 | 28.6 | 37 | 47 | 58.2 | 0
2009-09-01 | 0 | 0 | 0 | 0 | 0 | 0 | 0 | 0 | 0 | 0 | 0.1 | 0.3 | 0.4 | 1 | 1.7 | 2.6 | 4.2 | 6.4 | 9.2 | 13 | 18.5 | 25.4 | 33.7 | 43.7 | 55.6 | 69.6 | 86 | 104.5 | 124.4 | 145.8 | 168.6 | 192.1 | 216.8 | 241.8 | 0
2009-10-01 | 1.8 | 3 | 5 | 7.3 | 9.9 | 13.3 | 18.4 | 24.1 | 30.6 | 38.8 | 49 | 60.4 | 73 | 87.6 | 103.3 | 120.5 | 138.2 | 157.7 | 178.8 | 200.4 | 223.8 | 247.9 | 273 | 298.9 | 326.2 | 354 | 382.4 | 411.7 | 441.7 | 471.9 | 502.6 | 533.3 | 564.1 | 594.9 | 0.03
2009-11-01 | 1.1 | 2.4 | 3.6 | 5.6 | 8.2 | 11.8 | 17 | 23.3 | 31.3 | 41.7 | 55.1 | 72 | 90.7 | 111 | 132.5 | 155.4 | 178.9 | 203.9 | 229.6 | 256.1 | 283.1 | 310.8 | 339.3 | 368.1 | 397.1 | 426.2 | 455.4 | 484.9 | 514.5 | 544.3 | 574.2 | 604.3 | 634.3 | 664.4 | 0
2009-12-01 | 220.1 | 241.6 | 264.5 | 288.4 | 313.2 | 338.9 | 365.7 | 392.7 | 420 | 447.9 | 476 | 504.7 | 533.8 | 563.1 | 592.8 | 622.8 | 653 | 683.3 | 713.6 | 743.9 | 774.3 | 804.7 | 835.2 | 865.6 | 896.2 | 926.8 | 957.4 | 988.1 | 1018.8 | 1049.6 | 1080.4 | 1111.3 | 1142.3 | 1173.3 | 0
2010-01-01 | 280.6 | 308 | 335.9 | 364.4 | 393.4 | 422.5 | 452 | 481.7 | 511.5 | 541.6 | 571.9 | 602.1 | 632.5 | 663 | 693.4 | 724.2 | 755 | 785.9 | 816.8 | 847.8 | 878.8 | 909.8 | 940.8 | 971.8 | 1002.8 | 1033.8 | 1064.8 | 1095.8 | 1126.8 | 1157.8 | 1188.8 | 1219.8 | 1250.8 | 1281.8 | 0
2010-02-01 | 159 | 182.7 | 207.9 | 233.6 | 260.2 | 287.2 | 314.5 | 342.1 | 369.8 | 397.6 | 425.5 | 453.4 | 481.3 | 509.3 | 537.3 | 565.3 | 593.3 | 621.3 | 649.3 | 677.3 | 705.3 | 733.3 | 761.3 | 789.3 | 817.3 | 845.3 | 873.3 | 901.3 | 929.3 | 957.3 | 985.3 | 1013.3 | 1041.3 | 1069.3 | 0
2010-03-01 | 24.7 | 31.9 | 41.1 | 51.9 | 65 | 80.3 | 97.5 | 116.6 | 137.1 | 158.8 | 182.1 | 206.1 | 230.9 | 256 | 281.9 | 308.3 | 335.6 | 363.4 | 391.4 | 420 | 449.1 | 478.3 | 507.7 | 537.4 | 567.1 | 597.1 | 627.1 | 657.5 | 688 | 718.6 | 749.1 | 779.8 | 810.5 | 841.3 | 0
2010-04-01 | 0.4 | 0.6 | 1.5 | 2.7 | 5.4 | 8.2 | 12.2 | 17.2 | 23.1 | 29.7 | 37.8 | 47.6 | 59.4 | 73.4 | 88.7 | 105.6 | 124 | 143.5 | 164.2 | 185.4 | 207.7 | 231 | 254.8 | 279.6 | 305.3 | 331.5 | 357.8 | 384.5 | 411.7 | 439.2 | 467.1 | 495 | 523.7 | 552.3 | 0
2010-05-01 | 0 | 0 | 0 | 0 | 0.3 | 0.7 | 1.4 | 2.1 | 3.2 | 4.5 | 6 | 8.4 | 10.9 | 14 | 17.9 | 22.9 | 28.9 | 36 | 44 | 53 | 63.5 | 75.9 | 88.9 | 103.4 | 119.1 | 135.4 | 152.8 | 171.4 | 191.4 | 213.2 | 235.5 | 258.8 | 282.7 | 307.3 | 0.1
2010-06-01 | 0 | 0 | 0 | 0 | 0 | 0 | 0 | 0 | 0 | 0 | 0 | 0 | 0 | 0 | 0 | 0 | 0.1 | 0.3 | 0.8 | 2 | 3.8 | 6.1 | 9.3 | 13.5 | 19 | 25.4 | 32.9 | 42 | 52.2 | 63.6 | 76.7 | 90.6 | 106.2 | 123.3 | 0
2010-07-01 | 0 | 0 | 0 | 0 | 0 | 0 | 0 | 0 | 0 | 0 | 0 | 0 | 0 | 0 | 0 | 0 | 0 | 0 | 0 | 0 | 0 | 0 | 0 | 0.1 | 0.3 | 0.9 | 1.7 | 2.6 | 4.3 | 6.5 | 9.4 | 13.3 | 17.9 | 24.2 | 0.1
2010-08-01 | 0 | 0 | 0 | 0 | 0 | 0 | 0 | 0 | 0 | 0 | 0 | 0 | 0 | 0 | 0 | 0 | 0 | 0 | 0 | 0 | 0 | 0 | 0 | 0 | 0.6 | 2.1 | 5.2 | 9.9 | 16.1 | 23.7 | 32.7 | 43 | 54.2 | 66.8 | 0.2
2010-09-01 | 0 | 0 | 0 | 0 | 0 | 0 | 0 | 0 | 0 | 0 | 0 | 0 | 0 | 0 | 0 | 0 | 0.2 | 0.6 | 1.1 | 1.8 | 3.2 | 5.8 | 10.1 | 15.8 | 23.5 | 32.8 | 43.5 | 55.1 | 68.5 | 83.4 | 99.1 | 116.8 | 135 | 154.5 | 0
2010-10-01 | 0 | 0 | 0.1 | 0.2 | 0.8 | 1.6 | 2.9 | 4.9 | 7.7 | 11.4 | 16.5 | 22.5 | 29.5 | 37.7 | 47.2 | 58.8 | 72 | 87.1 | 103.4 | 122.3 | 144 | 167.3 | 191.4 | 216.3 | 241.6 | 266.8 | 293 | 320.2 | 348 | 376.7 | 405.5 | 434.7 | 464.3 | 494 | 0.06
2010-11-01 | 14.3 | 20 | 27.2 | 35.4 | 45.1 | 56.2 | 69 | 83.3 | 99.3 | 117.1 | 136.3 | 157.5 | 179.6 | 204.5 | 229.9 | 257.1 | 284.8 | 312.9 | 341.7 | 370.3 | 399.5 | 428.6 | 458 | 487.7 | 517.5 | 547.5 | 577.5 | 607.5 | 637.6 | 667.6 | 697.7 | 727.7 | 757.8 | 787.8 | 0.03
2010-12-01 | 212.3 | 237.8 | 263.9 | 290.7 | 317.8 | 345.2 | 372.9 | 401 | 429.6 | 458.5 | 487.6 | 517.1 | 546.9 | 577.1 | 607.4 | 638.1 | 668.9 | 699.9 | 730.9 | 761.9 | 792.9 | 823.9 | 854.9 | 885.9 | 916.9 | 947.9 | 978.9 | 1009.9 | 1040.9 | 1071.9 | 1102.9 | 1133.9 | 1164.9 | 1195.9 | 0.2
2011-01-01 | 331.8 | 360.5 | 389.8 | 419.2 | 448.7 | 478.3 | 508 | 537.9 | 568.1 | 598.4 | 628.9 | 659.5 | 690.1 | 720.9 | 751.7 | 782.6 | 813.5 | 844.4 | 875.4 | 906.4 | 937.4 | 968.4 | 999.4 | 1030.4 | 1061.4 | 1092.4 | 1123.4 | 1154.4 | 1185.4 | 1216.4 | 1247.4 | 1278.4 | 1309.4 | 1340.4 | 0
2011-02-01 | 236.8 | 259.8 | 284.2 | 308.9 | 334.6 | 360.5 | 386.6 | 413.2 | 439.9 | 466.5 | 493.3 | 520.2 | 547.3 | 574.5 | 601.9 | 629.4 | 656.8 | 684.5 | 712.2 | 740 | 767.8 | 795.7 | 823.7 | 851.7 | 879.7 | 907.7 | 935.7 | 963.7 | 991.7 | 1019.7 | 1047.7 | 1075.7 | 1103.7 | 1131.7 | 0
2011-03-01 | 86.7 | 103.6 | 122.2 | 142.2 | 163.5 | 186 | 209 | 233.5 | 258.6 | 284.5 | 311.1 | 338.4 | 366.2 | 394.1 | 422.5 | 451.4 | 480.8 | 510.1 | 539.7 | 569.7 | 599.6 | 629.8 | 660 | 690.5 | 721.1 | 751.5 | 782.3 | 812.9 | 843.7 | 874.5 | 905.3 | 936.2 | 967.1 | 998.1 | 0
2011-04-01 | 3 | 5.8 | 8.9 | 12.8 | 17.7 | 24.2 | 32.5 | 42.4 | 54.6 | 68.1 | 82.5 | 97.9 | 114.8 | 132.5 | 151.2 | 171 | 191.9 | 213.8 | 236.4 | 259.6 | 283.7 | 308 | 333.3 | 359.4 | 386 | 412.9 | 440 | 467.9 | 496.2 | 524.6 | 553.4 | 582.5 | 611.8 | 641.3 | 0.03
2011-05-01 | 0 | 0 | 0 | 0 | 0 | 0 | 0 | 0 | 0 | 0.4 | 1.2 | 3.7 | 7.5 | 13.2 | 20.2 | 30.1 | 42.5 | 56.7 | 72 | 88.6 | 106.4 | 125.1 | 145 | 165.5 | 186.6 | 208.8 | 231.6 | 255 | 278.7 | 303.4 | 328.7 | 355 | 381.8 | 409.4 | 0.03
2011-06-01 | 0 | 0 | 0 | 0 | 0 | 0 | 0 | 0 | 0 | 0 | 0 | 0 | 0 | 0.1 | 0.3 | 0.7 | 1.1 | 2.1 | 4 | 6.6 | 10.8 | 16.4 | 23.6 | 31.5 | 40.7 | 51.1 | 62.8 | 75.2 | 88.6 | 103.6 | 119.8 | 136.8 | 155.2 | 175.1 | 0
2011-07-01 | 0 | 0 | 0 | 0 | 0 | 0 | 0 | 0 | 0 | 0 | 0 | 0 | 0 | 0 | 0 | 0 | 0 | 0 | 0 | 0 | 0 | 0 | 0 | 0 | 0 | 0 | 0 | 0.3 | 0.8 | 2.2 | 4.6 | 8.2 | 13.4 | 20.1 | 0.03
2011-08-01 | 0 | 0 | 0 | 0 | 0 | 0 | 0 | 0 | 0 | 0 | 0 | 0 | 0 | 0 | 0 | 0 | 0 | 0 | 0 | 0 | 0 | 0 | 0 | 0 | 0 | 0.1 | 0.8 | 2.1 | 4 | 6.7 | 10.7 | 16.5 | 24.1 | 34 | 0
2011-09-01 | 0 | 0 | 0 | 0 | 0 | 0 | 0 | 0 | 0 | 0 | 0 | 0 | 0.1 | 0.2 | 0.6 | 1.1 | 2.1 | 3.2 | 4.5 | 6.3 | 8.6 | 11.4 | 15.2 | 20 | 26.6 | 35.6 | 45.5 | 57.1 | 70.4 | 85.2 | 102 | 120.1 | 139.5 | 161.1 | 0.07
2011-10-01 | 2.7 | 3.9 | 5.6 | 7.8 | 10 | 12.4 | 15 | 18.1 | 21.9 | 25.9 | 30.4 | 35.7 | 42.1 | 49.4 | 56.9 | 64.8 | 73.1 | 82.4 | 92.8 | 105.1 | 118.7 | 134 | 151.5 | 171.3 | 192.9 | 216 | 240.8 | 266.3 | 293.3 | 321.3 | 349.9 | 378.7 | 407.8 | 437.1 | 0
2011-11-01 | 4.2 | 7.2 | 10.8 | 15.4 | 20.8 | 27 | 33.9 | 42.3 | 52.5 | 63.1 | 75.2 | 88.2 | 102.1 | 116.6 | 132.6 | 149.7 | 168.6 | 188.4 | 210.5 | 233.1 | 257.2 | 282.3 | 308.3 | 335.1 | 362.4 | 390.5 | 419.4 | 448.3 | 478 | 507.6 | 537.6 | 567.6 | 597.6 | 627.7 | 0
2011-12-01 | 76.8 | 89.4 | 104.1 | 121 | 138.7 | 157.3 | 177.6 | 198.6 | 221 | 244.1 | 268.6 | 294.1 | 320.4 | 347.1 | 374.3 | 401.9 | 430.1 | 459.1 | 488.5 | 518.2 | 548.6 | 579.2 | 609.7 | 640.5 | 671.5 | 702.5 | 733.5 | 764.5 | 795.5 | 826.5 | 857.5 | 888.5 | 919.5 | 950.5 | 0
2012-01-01 | 183.4 | 203.2 | 224.7 | 247.5 | 272.4 | 297.9 | 324.8 | 352.4 | 380.5 | 408.9 | 438 | 467.5 | 497.3 | 527.2 | 557.6 | 588.1 | 618.8 | 649.4 | 680.2 | 711.1 | 742 | 773 | 804 | 835 | 866 | 897 | 928 | 959 | 990 | 1021 | 1052 | 1083 | 1114 | 1145 | 0
2012-02-01 | 90.1 | 106.1 | 124.5 | 143.9 | 165 | 187.9 | 211.8 | 236.8 | 262.6 | 288.7 | 315.7 | 342.8 | 370.3 | 398.2 | 426.2 | 454.6 | 483 | 511.6 | 540.3 | 569.2 | 598 | 627 | 656 | 685 | 714 | 743 | 772 | 801 | 830 | 859 | 888 | 917 | 946 | 975 | 0
2012-03-01 | 41.1 | 49.3 | 58.9 | 69.8 | 81.6 | 95.3 | 110.6 | 127.1 | 145.5 | 164.4 | 184.8 | 206 | 227.6 | 250.3 | 273.4 | 296.7 | 320.5 | 344.9 | 369.2 | 393.7 | 419.1 | 444.5 | 470.6 | 497.3 | 524.4 | 552.1 | 579.7 | 607.7 | 636.1 | 664.7 | 693.5 | 722.5 | 751.8 | 781.2 | 0
2012-04-01 | 0.7 | 1.5 | 3 | 4.8 | 7.3 | 11.1 | 15.4 | 20.8 | 27.5 | 35.9 | 45.7 | 57.1 | 70.4 | 84.9 | 101.1 | 118.4 | 137.2 | 156.7 | 177.3 | 198.7 | 221.3 | 244.3 | 268.1 | 292.7 | 318.2 | 344.1 | 370.7 | 397.5 | 424.4 | 451.7 | 479.3 | 507.1 | 534.9 | 563.2 | 0.03
2012-05-01 | 0 | 0 | 0 | 0 | 0 | 0 | 0 | 0 | 0.3 | 1.3 | 3.5 | 6.3 | 9.6 | 14.5 | 20 | 26.5 | 33.8 | 42.2 | 52.2 | 62.9 | 75.8 | 89.6 | 104.9 | 121.2 | 140 | 160 | 181.3 | 204 | 227.6 | 252.3 | 278.1 | 304.8 | 332.3 | 360.7 | 0
2012-06-01 | 0 | 0 | 0 | 0 | 0 | 0 | 0 | 0 | 0 | 0 | 0 | 0 | 0 | 0.4 | 1.4 | 3.1 | 4.8 | 7.5 | 10.9 | 15.1 | 20.3 | 26.6 | 33.9 | 42.8 | 52.9 | 65 | 78.8 | 93.7 | 109.8 | 127.4 | 146.2 | 165.5 | 185.9 | 207 | 0.03
2012-07-01 | 0 | 0 | 0 | 0 | 0 | 0 | 0 | 0 | 0 | 0 | 0 | 0 | 0 | 0 | 0 | 0 | 0 | 0 | 0 | 0 | 0 | 0 | 0 | 0 | 0 | 0.2 | 0.6 | 1.5 | 3 | 5.9 | 10.2 | 16 | 24.1 | 33.4 | 0.2
2012-08-01 | 0 | 0 | 0 | 0 | 0 | 0 | 0 | 0 | 0 | 0 | 0 | 0 | 0 | 0 | 0 | 0 | 0 | 0 | 0 | 0 | 0 | 0 | 0 | 0 | 0 | 0.1 | 0.7 | 1.5 | 2.7 | 5 | 8.1 | 13.2 | 20.2 | 28.7 | 0
2012-09-01 | 0 | 0 | 0 | 0 | 0 | 0 | 0 | 0 | 0 | 0 | 0 | 0 | 0 | 0.1 | 0.5 | 1.1 | 2 | 3.6 | 6.5 | 10.7 | 17.1 | 24.3 | 32.1 | 41 | 51.3 | 62.8 | 75.5 | 90.3 | 107 | 125.7 | 145.4 | 166.6 | 188.8 | 212.5 | 0
2012-10-01 | 0.4 | 0.6 | 0.9 | 1.3 | 1.8 | 2.3 | 3 | 3.9 | 4.7 | 6.1 | 8.7 | 12.4 | 16.7 | 21.8 | 28.3 | 36.4 | 46.9 | 60.1 | 75.5 | 92.3 | 110.9 | 130.7 | 151.6 | 174.9 | 199.9 | 225.9 | 253.1 | 281.1 | 309.7 | 338.8 | 368.5 | 398.1 | 428 | 458.2 | 0
2012-11-01 | 31.5 | 42.8 | 56.2 | 71.1 | 87.6 | 105 | 124 | 144.8 | 166.7 | 190.1 | 214.7 | 239.7 | 266.1 | 292.5 | 319.8 | 347.7 | 376.1 | 404.5 | 433.4 | 462.4 | 491.6 | 520.8 | 550.2 | 579.7 | 609.4 | 639.2 | 669.1 | 699 | 729.1 | 759.1 | 789.2 | 819.2 | 849.3 | 879.3 | 0
2012-12-01 | 87.4 | 104.6 | 123.1 | 142.5 | 162.7 | 183.9 | 207.1 | 231.7 | 257.8 | 284.4 | 312 | 339.8 | 368.2 | 396.9 | 425.8 | 455.1 | 484.5 | 514.2 | 544.2 | 574.8 | 605.5 | 636.5 | 667.4 | 698.4 | 729.4 | 760.4 | 791.4 | 822.4 | 853.4 | 884.4 | 915.4 | 946.4 | 977.4 | 1008.4 | 0.06
2013-01-01 | 254.7 | 276.1 | 298.8 | 322.4 | 347 | 373 | 399.6 | 426.8 | 454.5 | 482.7 | 511.1 | 539.9 | 568.8 | 598.2 | 627.6 | 657.1 | 687 | 717.1 | 747.1 | 777.2 | 807.5 | 838 | 868.9 | 899.9 | 930.9 | 961.9 | 992.9 | 1023.9 | 1054.9 | 1085.9 | 1116.9 | 1147.9 | 1178.9 | 1209.9 | 0
2013-02-01 | 207.1 | 231.2 | 256.7 | 282.8 | 309.5 | 336.5 | 364.1 | 391.9 | 419.8 | 447.7 | 475.7 | 503.7 | 531.7 | 559.7 | 587.7 | 615.7 | 643.7 | 671.7 | 699.7 | 727.7 | 755.7 | 783.7 | 811.7 | 839.7 | 867.7 | 895.7 | 923.7 | 951.7 | 979.7 | 1007.7 | 1035.7 | 1063.7 | 1091.7 | 1119.7 | 0.04
2013-03-01 | 87.4 | 106.5 | 127.7 | 149.8 | 173.8 | 198.2 | 223.7 | 250 | 276.8 | 304.2 | 332.3 | 360.8 | 389.7 | 419.3 | 449.5 | 480.1 | 510.8 | 541.6 | 572.5 | 603.4 | 634.2 | 665.2 | 696.1 | 727.1 | 758 | 789 | 820 | 850.9 | 881.9 | 912.8 | 943.8 | 974.8 | 1005.7 | 1036.7 | 0
2013-04-01 | 9.4 | 13 | 17.7 | 23.1 | 29.7 | 37.2 | 46 | 56.1 | 68.1 | 81.4 | 96.7 | 114 | 132.6 | 152.2 | 173.3 | 195.4 | 218.2 | 241.7 | 266.1 | 291.1 | 317.3 | 343.9 | 371.2 | 398.8 | 427.1 | 455.6 | 484.2 | 513.3 | 542.8 | 572.2 | 601.7 | 631.3 | 660.9 | 690.6 | 0
2013-05-01 | 0 | 0 | 0 | 0 | 0.2 | 0.5 | 1.3 | 2.5 | 4.2 | 6.3 | 9.1 | 13.1 | 17.8 | 23.6 | 30.7 | 39.4 | 49.2 | 60.9 | 74.2 | 88.9 | 105.4 | 123.3 | 141.9 | 162.3 | 183.4 | 206.1 | 229.8 | 254.4 | 280.1 | 306.5 | 333 | 360.6 | 388.2 | 416.2 | 0.03
2013-06-01 | 0 | 0 | 0 | 0 | 0 | 0 | 0 | 0 | 0 | 0 | 0 | 0 | 0 | 0 | 0 | 0 | 0.1 | 0.7 | 1.8 | 3.8 | 6.7 | 10.5 | 14.9 | 20.5 | 26.5 | 33.8 | 42.8 | 53.3 | 64.8 | 77.7 | 91.7 | 107.5 | 123.8 | 141.8 | 0
2013-07-01 | 0 | 0 | 0 | 0 | 0 | 0 | 0 | 0 | 0 | 0 | 0 | 0 | 0 | 0 | 0 | 0 | 0 | 0 | 0 | 0 | 0 | 0 | 0 | 0 | 0.3 | 1.1 | 2.8 | 4.8 | 7 | 9.9 | 14.4 | 19.9 | 26.9 | 35.5 | 0
2013-08-01 | 0 | 0 | 0 | 0 | 0 | 0 | 0 | 0 | 0 | 0 | 0 | 0 | 0 | 0 | 0 | 0 | 0 | 0 | 0 | 0 | 0 | 0 | 0 | 0.2 | 0.7 | 2 | 4.2 | 7.5 | 12.4 | 18.8 | 27 | 36.9 | 48.1 | 60.9 | 0.6
2013-09-01 | 0 | 0 | 0 | 0 | 0 | 0 | 0 | 0 | 0.1 | 0.2 | 0.5 | 1 | 1.5 | 2.3 | 3.3 | 5 | 7.1 | 10.4 | 14.3 | 19.1 | 26 | 34.1 | 43.5 | 54.2 | 66.5 | 80.7 | 95.3 | 111.1 | 128.1 | 146 | 165 | 185.3 | 206.8 | 229.7 | 0
2013-10-01 | 0.3 | 0.7 | 1.1 | 2 | 3.4 | 5.1 | 7.3 | 10.5 | 14.1 | 18.4 | 23.4 | 29 | 35.8 | 43.4 | 52.3 | 61.8 | 73.1 | 85.5 | 99.1 | 114.9 | 131.8 | 150.5 | 170.2 | 191.5 | 214.5 | 238.8 | 264.5 | 290.6 | 317.7 | 345.8 | 374.1 | 403.1 | 432 | 461.3 | 0
2013-11-01 | 74.2 | 85 | 96.6 | 109 | 122.3 | 136.8 | 153.3 | 171.1 | 190.7 | 210.9 | 232.2 | 254.5 | 276.8 | 300.5 | 324.2 | 348.7 | 373.4 | 399.3 | 425.5 | 452.1 | 479 | 506.2 | 533.8 | 561.8 | 590.3 | 619 | 648 | 677.2 | 706.7 | 736.4 | 766.2 | 796 | 826 | 856 | 0
2013-12-01 | 201.2 | 223.9 | 248 | 272.8 | 298.7 | 325 | 352.2 | 380 | 408.2 | 436.6 | 465.3 | 494.4 | 523.8 | 553.6 | 583.7 | 614.1 | 644.6 | 675.2 | 706.1 | 737.1 | 768.1 | 799.1 | 830.1 | 861.1 | 892.1 | 923.1 | 954.1 | 985.1 | 1016.1 | 1047.1 | 1078.1 | 1109.1 | 1140.1 | 1171.1 | 0
2014-01-01 | 379.2 | 404.3 | 429.7 | 455.9 | 482.2 | 508.9 | 535.9 | 563.5 | 591.7 | 620.5 | 649.9 | 679.6 | 709.7 | 739.7 | 769.9 | 800.1 | 830.5 | 861.1 | 891.7 | 922.5 | 953.5 | 984.5 | 1015.5 | 1046.5 | 1077.5 | 1108.5 | 1139.5 | 1170.5 | 1201.5 | 1232.5 | 1263.5 | 1294.5 | 1325.5 | 1356.5 | 0.03
2014-02-01 | 271.4 | 295.9 | 320.7 | 346 | 371.7 | 397.9 | 424.4 | 451.2 | 478 | 505.2 | 532.5 | 560 | 587.6 | 615.4 | 643.3 | 671.2 | 699.2 | 727.2 | 755.2 | 783.2 | 811.2 | 839.2 | 867.2 | 895.2 | 923.2 | 951.2 | 979.2 | 1007.2 | 1035.2 | 1063.2 | 1091.2 | 1119.2 | 1147.2 | 1175.2 | 0
2014-03-01 | 204.5 | 226.7 | 250.1 | 274.5 | 300.1 | 326.5 | 353.7 | 381.6 | 409.4 | 437.6 | 465.9 | 494.5 | 523.4 | 552.6 | 582.4 | 612.5 | 642.6 | 673 | 703.5 | 734.2 | 764.9 | 795.8 | 826.8 | 857.7 | 888.7 | 919.6 | 950.6 | 981.6 | 1012.5 | 1043.5 | 1074.4 | 1105.4 | 1136.3 | 1167.3 | 0.1
2014-04-01 | 6.9 | 10.3 | 14.9 | 21.3 | 28.8 | 38.3 | 50.3 | 63.6 | 78.1 | 94 | 110.7 | 128.8 | 147.7 | 167.7 | 188.6 | 210.6 | 233.1 | 256.5 | 280.5 | 305.3 | 330.8 | 356.8 | 383.4 | 410.2 | 437.7 | 465.7 | 494.1 | 522.7 | 551.4 | 580.4 | 609.5 | 639 | 668.6 | 698.2 | 0.07
2014-05-01 | 0 | 0 | 0 | 0 | 0 | 0 | 0 | 0.3 | 0.8 | 1.6 | 3 | 5.3 | 7.6 | 12 | 17.3 | 24.4 | 33.6 | 44.5 | 57.3 | 71.8 | 88 | 105.8 | 125.6 | 146.3 | 168.5 | 191.8 | 216.8 | 242.8 | 269.7 | 296.9 | 324.6 | 352.7 | 380.7 | 409 | 0.1
2014-06-01 | 0 | 0 | 0 | 0 | 0 | 0 | 0 | 0 | 0 | 0 | 0 | 0 | 0 | 0 | 0 | 0.1 | 0.4 | 0.6 | 0.9 | 1.5 | 2.5 | 4.7 | 8.6 | 13.8 | 20.8 | 29.3 | 39.5 | 50.8 | 63.9 | 77.1 | 91.9 | 107.6 | 125.2 | 143.9 | 0.07
2014-07-01 | 0 | 0 | 0 | 0 | 0 | 0 | 0 | 0 | 0 | 0 | 0 | 0 | 0 | 0 | 0 | 0 | 0 | 0 | 0 | 0 | 0 | 0 | 0 | 0.2 | 0.5 | 1.1 | 2.3 | 4.7 | 8.1 | 13 | 18.5 | 25.6 | 34.5 | 45.1 | 0.2
2014-08-01 | 0 | 0 | 0 | 0 | 0 | 0 | 0 | 0 | 0 | 0 | 0 | 0 | 0 | 0 | 0 | 0 | 0 | 0 | 0 | 0 | 0 | 0.1 | 0.3 | 0.9 | 2.1 | 3.9 | 7.5 | 13.2 | 20.6 | 29.5 | 41.4 | 55.1 | 70.2 | 87.3 | 0.4
2014-09-01 | 0 | 0 | 0 | 0 | 0 | 0 | 0 | 0 | 0 | 0 | 0 | 0.5 | 1 | 1.8 | 3 | 4.4 | 6.1 | 8.5 | 11.2 | 15.7 | 21.6 | 28.6 | 36.3 | 45 | 55.1 | 66.9 | 80.5 | 95.1 | 111.3 | 128.7 | 147.2 | 167 | 187.5 | 209.3 | 0.1
2014-10-01 | 0 | 0 | 0 | 0.2 | 0.5 | 0.9 | 1.2 | 1.7 | 2.3 | 4 | 6.1 | 9.7 | 14.7 | 21.6 | 30.8 | 41.4 | 53.9 | 67.8 | 84 | 101.7 | 121.5 | 142.3 | 164.6 | 187.6 | 211.7 | 236.7 | 262.8 | 289.5 | 316.9 | 345 | 373.7 | 402.8 | 432.3 | 462.2 | 0.1
2014-11-01 | 56.2 | 66.8 | 78.7 | 91.4 | 105.7 | 120.7 | 137.2 | 154.4 | 173.1 | 192.8 | 213.3 | 235.1 | 257.6 | 281.2 | 305.6 | 330.9 | 356.7 | 383.5 | 410.4 | 438.3 | 466.5 | 495 | 523.7 | 552.8 | 581.9 | 611.4 | 641.2 | 671.1 | 701.2 | 731.2 | 761.2 | 791.3 | 821.3 | 851.4 | 0.07
2014-12-01 | 90.7 | 105.9 | 122.8 | 141.3 | 161.8 | 183.6 | 207.3 | 232.1 | 258.4 | 285.8 | 314 | 342.7 | 371.8 | 401.3 | 431.2 | 461.5 | 491.9 | 522.3 | 552.7 | 583.4 | 614 | 644.8 | 675.6 | 706.5 | 737.4 | 768.4 | 799.4 | 830.4 | 861.4 | 892.4 | 923.4 | 954.4 | 985.4 | 1016.4 | 0.03
2015-01-01 | 376 | 404.8 | 433.7 | 463.2 | 492.9 | 522.8 | 552.8 | 583.1 | 613.3 | 643.7 | 674.2 | 704.9 | 735.8 | 766.7 | 797.6 | 828.6 | 859.6 | 890.6 | 921.6 | 952.6 | 983.6 | 1014.6 | 1045.6 | 1076.6 | 1107.6 | 1138.6 | 1169.6 | 1200.6 | 1231.6 | 1262.6 | 1293.6 | 1324.6 | 1355.6 | 1386.6 | 0.1
2015-02-01 | 515.4 | 543.4 | 571.4 | 599.4 | 627.4 | 655.4 | 683.4 | 711.4 | 739.4 | 767.4 | 795.4 | 823.4 | 851.4 | 879.4 | 907.4 | 935.4 | 963.4 | 991.4 | 1019.4 | 1047.4 | 1075.4 | 1103.4 | 1131.4 | 1159.4 | 1187.4 | 1215.4 | 1243.4 | 1271.4 | 1299.4 | 1327.4 | 1355.4 | 1383.4 | 1411.4 | 1439.4 | 0.1
2015-03-01 | 195.4 | 218.7 | 243.5 | 269.2 | 295.9 | 323.3 | 351.2 | 379.9 | 408.8 | 438.5 | 468.1 | 498.2 | 528.4 | 558.9 | 589.5 | 620 | 650.7 | 681.4 | 712.3 | 743.3 | 774.2 | 805.2 | 836.1 | 867.1 | 898 | 929 | 960 | 990.9 | 1021.9 | 1052.8 | 1083.8 | 1114.8 | 1145.7 | 1176.7 | 0.2
2015-04-01 | 9.9 | 14.6 | 20.3 | 27.1 | 34.7 | 43.1 | 52 | 62.9 | 74.6 | 88 | 102.3 | 118.3 | 135.6 | 154.6 | 175 | 196.7 | 219.4 | 243.2 | 268 | 293.7 | 319.9 | 346.6 | 373.7 | 401.1 | 428.9 | 457.3 | 485.9 | 515.1 | 544.3 | 573.9 | 603.6 | 633.5 | 663.5 | 693.5 | 0.2
2015-05-01 | 0 | 0 | 0.1 | 0.6 | 1.1 | 1.8 | 2.4 | 3.4 | 4.7 | 6.6 | 9 | 12.1 | 16 | 20.6 | 26 | 32.2 | 39.2 | 47 | 56.4 | 66.6 | 77.8 | 90.1 | 104 | 118.7 | 134.5 | 150.9 | 169.1 | 188.3 | 208.8 | 230.4 | 253.3 | 276.6 | 301.1 | 326.2 | 0.2
2015-06-01 | 0 | 0 | 0 | 0 | 0 | 0 | 0 | 0 | 0 | 0.3 | 1.5 | 3.4 | 5.9 | 8.6 | 11.7 | 15.2 | 19.5 | 24.7 | 30.7 | 37.9 | 45.5 | 54.2 | 63.5 | 73.1 | 84.4 | 96.3 | 110.2 | 125.3 | 141.8 | 160.1 | 179.7 | 200.3 | 221.9 | 245.2 | 0.3
2015-07-01 | 0 | 0 | 0 | 0 | 0 | 0 | 0 | 0 | 0 | 0 | 0 | 0 | 0 | 0 | 0 | 0 | 0 | 0 | 0 | 0 | 0 | 0 | 0 | 0.2 | 0.5 | 1.6 | 3.8 | 6.9 | 11.4 | 16.9 | 23.9 | 32.7 | 41.7 | 52.2 | 0.3
2015-08-01 | 0 | 0 | 0 | 0 | 0 | 0 | 0 | 0 | 0 | 0 | 0 | 0 | 0 | 0 | 0 | 0 | 0 | 0 | 0 | 0 | 0 | 0 | 0 | 0 | 0 | 0.3 | 0.8 | 1.8 | 4.3 | 7.5 | 11.3 | 17.3 | 25.7 | 36.4 | 0.2
2015-09-01 | 0 | 0 | 0 | 0 | 0 | 0 | 0 | 0 | 0 | 0 | 0 | 0 | 0.2 | 0.4 | 0.7 | 1.1 | 1.6 | 2.5 | 3.5 | 5 | 7.1 | 9.5 | 12.8 | 17.1 | 21.7 | 27.9 | 35.8 | 45.3 | 57.2 | 70.3 | 84.9 | 100.7 | 117.4 | 135.8 | 0.2
2015-10-01 | 3 | 3.9 | 5.5 | 7.3 | 9.3 | 11.7 | 14.4 | 17.8 | 22 | 26.7 | 32.1 | 38.4 | 46.1 | 56.1 | 67.3 | 80.6 | 96.3 | 113.4 | 132.5 | 152.2 | 174.3 | 197.2 | 221.3 | 246.4 | 272.4 | 298.9 | 325.8 | 353.7 | 381.9 | 410.5 | 439.9 | 469.4 | 499.3 | 529.7 | 0.3
2015-11-01 | 15.4 | 20.2 | 25.6 | 31.8 | 39 | 47.2 | 56.1 | 66.7 | 77.9 | 90.2 | 104.3 | 119.5 | 135.9 | 153.7 | 172.5 | 192.4 | 213.7 | 235.8 | 258.8 | 282.7 | 307.7 | 333.5 | 360.2 | 387 | 414.3 | 442.1 | 469.9 | 498.3 | 527 | 555.6 | 584.7 | 613.7 | 642.9 | 672.5 | 0.1
2015-12-01 | 29.4 | 35.3 | 43.1 | 52.1 | 62.6 | 74.1 | 86.7 | 100.6 | 116.6 | 134.1 | 153.4 | 174 | 196 | 219.5 | 244.8 | 271.2 | 298.2 | 326.1 | 354.2 | 383 | 412.4 | 442.2 | 472.6 | 503.2 | 533.9 | 564.5 | 595.2 | 625.9 | 656.7 | 687.5 | 718.3 | 749.3 | 780.3 | 811.3 | 0.03
2016-01-01 | 213.2 | 236.6 | 261.6 | 288.6 | 316.1 | 344 | 373.3 | 402.5 | 432.1 | 462 | 491.9 | 522 | 552.3 | 582.7 | 613.1 | 643.6 | 674.2 | 705 | 735.8 | 766.8 | 797.7 | 828.7 | 859.7 | 890.7 | 921.7 | 952.7 | 983.7 | 1014.7 | 1045.7 | 1076.7 | 1107.7 | 1138.7 | 1169.7 | 1200.7 | 0.2
2016-02-01 | 208.9 | 226.8 | 245.8 | 265.1 | 285.4 | 306.1 | 327.6 | 349.2 | 371.5 | 394.2 | 418 | 442.1 | 466.6 | 492 | 517.5 | 543.6 | 570.1 | 596.9 | 624.6 | 652.7 | 681.1 | 709.5 | 738.2 | 766.9 | 795.8 | 824.6 | 853.6 | 882.6 | 911.6 | 940.6 | 969.6 | 998.6 | 1027.6 | 1056.6 | 0.1
2016-03-01 | 56.2 | 66.9 | 78.7 | 92.4 | 107.8 | 124.7 | 143.9 | 165.1 | 187.1 | 210.3 | 234.6 | 259.7 | 285.2 | 311.3 | 337.9 | 365.2 | 392.7 | 420.5 | 448.3 | 476.3 | 504.5 | 533 | 561.4 | 590.3 | 619.6 | 649.2 | 679.2 | 709.3 | 739.6 | 770 | 800.5 | 831.1 | 861.6 | 892.5 | 0.1
2016-04-01 | 30.4 | 35.2 | 41 | 47.4 | 54.6 | 63 | 72.9 | 83.6 | 96 | 110.3 | 126.3 | 144.4 | 164 | 184.9 | 206.8 | 229.7 | 253.6 | 278.6 | 304.1 | 330.3 | 356.8 | 383.4 | 410.4 | 437.4 | 465 | 493.1 | 521.5 | 550.5 | 579.8 | 609 | 638.5 | 668.1 | 697.7 | 727.5 | 0.2
2016-05-01 | 0 | 0 | 0 | 0 | 0 | 0.1 | 0.4 | 1.6 | 3.5 | 7.6 | 13.5 | 20.2 | 27.8 | 36 | 44.7 | 54.4 | 65.9 | 78.9 | 93.8 | 109.6 | 126.2 | 143.8 | 162.9 | 183.1 | 204.1 | 226.1 | 249.4 | 273.4 | 297.8 | 322.8 | 348.4 | 375.1 | 401.9 | 429.7 | 0.1
2016-06-01 | 0 | 0 | 0 | 0 | 0 | 0 | 0 | 0 | 0 | 0 | 0 | 0 | 0 | 0 | 0 | 0 | 0 | 0.3 | 0.7 | 1.9 | 4 | 6.8 | 10.6 | 15.1 | 20.7 | 27.5 | 36.3 | 46.5 | 58.3 | 72.3 | 88.1 | 104.8 | 123.5 | 143.5 | 0.2
2016-07-01 | 0 | 0 | 0 | 0 | 0 | 0 | 0 | 0 | 0 | 0 | 0 | 0 | 0 | 0 | 0 | 0 | 0 | 0 | 0 | 0 | 0 | 0 | 0 | 0.7 | 2.1 | 4.5 | 7.6 | 11.3 | 15.4 | 20.4 | 26.2 | 32.8 | 40.8 | 50.1 | 0.2
2016-08-01 | 0 | 0 | 0 | 0 | 0 | 0 | 0 | 0 | 0 | 0 | 0 | 0 | 0 | 0 | 0 | 0 | 0 | 0 | 0 | 0 | 0 | 0 | 0 | 0 | 0.1 | 0.2 | 0.6 | 1.2 | 2.5 | 4 | 6.1 | 9.3 | 14.2 | 21.6 | 0.2
2016-09-01 | 0 | 0 | 0 | 0 | 0 | 0 | 0 | 0 | 0 | 0 | 0 | 0 | 0.3 | 0.5 | 1 | 1.5 | 2.2 | 2.8 | 3.8 | 5.5 | 9.1 | 13.9 | 19.6 | 25.8 | 33.7 | 42.6 | 52.9 | 64.2 | 77.1 | 91.4 | 106.8 | 123.4 | 142.1 | 162 | 0.2
2016-10-01 | 1.1 | 1.8 | 2.7 | 3.8 | 5 | 6.7 | 8.9 | 11.9 | 16.2 | 21.5 | 28.2 | 35.7 | 44.1 | 53.5 | 63.8 | 75.4 | 88 | 101.6 | 117.3 | 134.4 | 153 | 173.8 | 195.7 | 219 | 243 | 268 | 294 | 321.2 | 349.3 | 377.9 | 407.2 | 436.7 | 466.8 | 497 | 0.2
2016-11-01 | 15 | 20.3 | 26.5 | 34.3 | 42.9 | 52.9 | 63.9 | 77 | 91 | 106.8 | 124.7 | 144 | 164.5 | 186.4 | 209.3 | 233.5 | 258.6 | 284.9 | 311.7 | 339.4 | 367.6 | 396.2 | 425 | 454 | 483.5 | 512.9 | 542.8 | 572.5 | 602.4 | 632.5 | 662.4 | 692.5 | 722.4 | 752.5 | 0.07
2016-12-01 | 142.2 | 162.4 | 184.3 | 208.5 | 234.3 | 260.8 | 288.5 | 316.7 | 345.4 | 374 | 403 | 432.1 | 461.5 | 491.3 | 521.1 | 551.1 | 581 | 611.1 | 641.4 | 672 | 703 | 734 | 765 | 796 | 827 | 858 | 889 | 920 | 951 | 982 | 1013 | 1044 | 1075 | 1106 | 0.1
2017-01-01 | 151.9 | 170.5 | 191.7 | 214.3 | 239.1 | 265 | 292.2 | 319.8 | 348.1 | 376.7 | 405.5 | 434.6 | 463.8 | 493.3 | 523 | 552.9 | 582.9 | 613.4 | 643.8 | 674.4 | 705 | 735.8 | 766.7 | 797.7 | 828.7 | 859.7 | 890.7 | 921.7 | 952.7 | 983.7 | 1014.7 | 1045.7 | 1076.7 | 1107.7 | 0.03
2017-02-01 | 146.9 | 164.5 | 183.5 | 203.4 | 224 | 245.3 | 267.4 | 289.7 | 312.3 | 335.2 | 358.7 | 383 | 407.5 | 432.2 | 457.4 | 482.9 | 508.6 | 534.8 | 561.2 | 587.8 | 614.6 | 641.5 | 668.6 | 695.7 | 722.9 | 750.2 | 777.5 | 805.1 | 832.6 | 860.4 | 888.1 | 916 | 943.9 | 971.8 | 0.1
2017-03-01 | 198.1 | 219.1 | 241.4 | 265 | 289.2 | 314.2 | 339.9 | 366.3 | 392.9 | 420 | 447.7 | 476.2 | 505 | 534.2 | 563.3 | 593 | 622.9 | 652.9 | 682.9 | 713.1 | 743.6 | 774 | 804.8 | 835.5 | 866.5 | 897.5 | 928.4 | 959.4 | 990.3 | 1021.3 | 1052.3 | 1083.2 | 1114.2 | 1145.1 | 0.03
2017-04-01 | 4.6 | 6.4 | 9.7 | 14 | 18.8 | 24.4 | 31.5 | 39.8 | 49.8 | 61.1 | 74.4 | 88.9 | 104.7 | 121.7 | 139.9 | 159.2 | 180.2 | 201.8 | 224 | 246.7 | 270.5 | 294.5 | 318.8 | 343.6 | 368.8 | 394.2 | 419.9 | 445.9 | 472 | 498.7 | 525.5 | 552.7 | 580.3 | 607.9 | 0.1
2017-05-01 | 0 | 0 | 0 | 0 | 0 | 0 | 0.2 | 0.4 | 1.1 | 2.6 | 6.1 | 11.4 | 19.4 | 29.6 | 41.4 | 54.8 | 70.4 | 87.7 | 106.7 | 127.2 | 148.7 | 171.8 | 195.6 | 220.5 | 246.1 | 272.4 | 299.5 | 326.7 | 354.3 | 382.1 | 409.8 | 437.8 | 465.7 | 493.7 | 0.03
2017-06-01 | 0 | 0 | 0 | 0 | 0 | 0 | 0 | 0 | 0 | 0 | 0 | 0.3 | 0.8 | 1.9 | 3 | 4.5 | 6.3 | 8.5 | 11.3 | 14.6 | 18.8 | 23.6 | 29.3 | 35.9 | 43 | 51 | 59.8 | 69.3 | 79.8 | 91.3 | 104.2 | 117.8 | 133 | 149.6 | 0.2
2017-07-01 | 0 | 0 | 0 | 0 | 0 | 0 | 0 | 0 | 0 | 0 | 0 | 0 | 0 | 0 | 0 | 0 | 0 | 0 | 0 | 0 | 0.3 | 0.9 | 2.1 | 3.9 | 6.5 | 10.1 | 14.9 | 20.5 | 27.6 | 35.5 | 44.8 | 55.3 | 67.1 | 80.7 | 0.2
2017-08-01 | 0 | 0 | 0 | 0 | 0 | 0 | 0 | 0 | 0 | 0 | 0 | 0 | 0 | 0 | 0 | 0 | 0 | 0 | 0 | 0 | 0 | 0.1 | 0.5 | 1.1 | 2.6 | 4.6 | 7.5 | 11.7 | 17.4 | 25.1 | 34.3 | 44.7 | 57.5 | 72 | 0.1
2017-09-01 | 0 | 0 | 0 | 0 | 0 | 0 | 0 | 0 | 0 | 0 | 0 | 0 | 0 | 0 | 0.2 | 0.3 | 0.8 | 1.8 | 2.9 | 5 | 7.6 | 11.5 | 16.3 | 22 | 28.9 | 37.9 | 47.9 | 59.9 | 74.5 | 90.7 | 109 | 128.2 | 149 | 170.5 | 0.1
2017-10-01 | 0 | 0 | 0 | 0 | 0.1 | 0.4 | 0.6 | 1 | 1.4 | 1.9 | 2.6 | 4.3 | 6.6 | 9.5 | 13 | 16.9 | 22.2 | 28.1 | 35.5 | 44.3 | 54.8 | 66.1 | 79.4 | 94.8 | 111.5 | 129.8 | 149.2 | 170 | 192.1 | 214.8 | 238.1 | 262.2 | 287.2 | 313.6 | 0.03
2017-11-01 | 33.8 | 42 | 52.5 | 64.2 | 77.7 | 92.5 | 108.3 | 125.5 | 144.2 | 164.1 | 184.7 | 206 | 228.5 | 252.4 | 276.9 | 301.9 | 327.4 | 353.2 | 379.7 | 406.4 | 433.9 | 461.3 | 489.1 | 517.4 | 545.9 | 574.7 | 603.8 | 633.1 | 662.5 | 692 | 721.5 | 751.1 | 780.8 | 810.6 | 0.1
2017-12-01 | 279.8 | 303.6 | 328.6 | 353.9 | 380 | 407.1 | 435 | 463.6 | 492.5 | 521.9 | 551.7 | 581.8 | 611.9 | 642.3 | 672.8 | 703.2 | 733.8 | 764.3 | 795 | 825.7 | 856.5 | 887.5 | 918.5 | 949.5 | 980.5 | 1011.5 | 1042.5 | 1073.5 | 1104.5 | 1135.5 | 1166.5 | 1197.5 | 1228.5 | 1259.5 | 0.06
2018-01-01 | 340.8 | 365.6 | 391.1 | 416.7 | 442.9 | 469.2 | 496.1 | 523.1 | 550.3 | 578.3 | 606.5 | 635.2 | 664.6 | 694 | 723.7 | 753.6 | 783.5 | 813.5 | 843.5 | 873.6 | 903.9 | 934.7 | 965.6 | 996.6 | 1027.6 | 1058.6 | 1089.6 | 1120.6 | 1151.6 | 1182.6 | 1213.6 | 1244.6 | 1275.6 | 1306.6 | 0.3
2018-02-01 | 108.1 | 122.4 | 138 | 155.5 | 174 | 193.5 | 213.9 | 234.6 | 256 | 278.6 | 301.7 | 325.7 | 350.4 | 375.4 | 401.2 | 427 | 453.5 | 480.1 | 506.9 | 533.8 | 560.7 | 587.8 | 614.9 | 642.1 | 669.3 | 696.6 | 724 | 751.3 | 778.8 | 806.4 | 834 | 861.7 | 889.6 | 917.5 | 0
2018-03-01 | 95.1 | 115.7 | 138.2 | 162.6 | 188.3 | 215.5 | 243.4 | 271.9 | 300.7 | 330 | 359.4 | 389 | 418.9 | 448.8 | 479 | 509.2 | 539.6 | 570 | 600.5 | 631.1 | 661.6 | 692.5 | 723.3 | 754.2 | 785 | 816 | 847 | 877.9 | 908.9 | 939.8 | 970.8 | 1001.8 | 1032.7 | 1063.7 | 0.2
2018-04-01 | 21.2 | 29.2 | 38.5 | 49.6 | 61.7 | 74.6 | 89.2 | 104.1 | 120.8 | 138.5 | 157.9 | 178.4 | 199.9 | 223 | 246.3 | 270.8 | 296.3 | 322.7 | 349.8 | 377.4 | 405.3 | 433.7 | 462.4 | 491.2 | 520.4 | 549.5 | 578.7 | 608.2 | 637.9 | 667.7 | 697.7 | 727.7 | 757.7 | 787.7 | 0.1
2018-05-01 | 0 | 0 | 0 | 0 | 0 | 0 | 0 | 0 | 0.3 | 0.7 | 1.6 | 3.1 | 5.5 | 9.9 | 15.7 | 22.8 | 31.1 | 40.9 | 51.9 | 63.7 | 76.4 | 90.7 | 106 | 122.3 | 140.3 | 159.3 | 179.7 | 200.9 | 222.9 | 245.7 | 269.2 | 293.4 | 318.2 | 343.5 | 0.1
2018-06-01 | 0 | 0 | 0 | 0 | 0 | 0 | 0 | 0 | 0 | 0 | 0 | 0 | 0 | 0.4 | 1.2 | 2.5 | 4.2 | 6.4 | 9.4 | 13.1 | 17.5 | 22.7 | 28.5 | 35.5 | 43.8 | 53.3 | 63.4 | 75 | 87.4 | 101 | 115.6 | 131.3 | 148.6 | 167 | 0.1
2018-07-01 | 0 | 0 | 0 | 0 | 0 | 0 | 0 | 0 | 0 | 0 | 0 | 0 | 0 | 0 | 0 | 0 | 0 | 0 | 0 | 0 | 0 | 0 | 0 | 0 | 0 | 0.2 | 0.5 | 1.1 | 2.4 | 4.2 | 7.2 | 11.2 | 16.6 | 23.9 | 0.2
2018-08-01 | 0 | 0 | 0 | 0 | 0 | 0 | 0 | 0 | 0 | 0 | 0 | 0 | 0 | 0 | 0 | 0 | 0 | 0 | 0 | 0 | 0 | 0 | 0 | 0 | 0 | 0 | 0.2 | 0.5 | 0.8 | 1.7 | 3.6 | 7.8 | 13.4 | 20.8 | 0.1
2018-09-01 | 0 | 0 | 0 | 0 | 0 | 0 | 0 | 0 | 0 | 0 | 0 | 0 | 0 | 0 | 0 | 0 | 0.1 | 0.3 | 1 | 2.2 | 4 | 6.3 | 9.3 | 13.2 | 18.1 | 24.5 | 32.6 | 42.4 | 53.7 | 66.5 | 81.5 | 98.1 | 116.6 | 137.1 | 0.07
2018-10-01 | 1.2 | 2.1 | 3.5 | 5.6 | 8.2 | 11.3 | 14.8 | 19.4 | 25.3 | 32.2 | 40.1 | 50 | 60.9 | 72.4 | 85.6 | 99.9 | 114.6 | 130.4 | 147.5 | 165.2 | 184.1 | 205.5 | 228.1 | 251.5 | 276.5 | 302.8 | 329.7 | 357.3 | 385.1 | 413.1 | 441.2 | 469.6 | 498.3 | 527.4 | 0.2
2018-11-01 | 57.9 | 66.4 | 76.8 | 88.8 | 102 | 116.1 | 131.5 | 148.2 | 166.8 | 186.7 | 207.8 | 229.9 | 253.3 | 277.5 | 302.2 | 327.6 | 354 | 380.8 | 408.1 | 435.6 | 463.4 | 491.7 | 520.1 | 548.8 | 577.5 | 606.4 | 635.6 | 664.6 | 694 | 723.4 | 753 | 782.8 | 812.8 | 842.9 | 0.1
2018-12-01 | 111.6 | 130.7 | 151.2 | 172.3 | 194.5 | 217.8 | 242 | 267.3 | 293.1 | 319.5 | 346.5 | 373.9 | 401.8 | 430.3 | 459.1 | 488.3 | 517.7 | 547.6 | 577.8 | 608.3 | 638.9 | 669.6 | 700.3 | 731 | 761.8 | 792.6 | 823.5 | 854.5 | 885.5 | 916.5 | 947.5 | 978.5 | 1009.5 | 1040.5 | 0.2
2019-01-01 | 256.3 | 280.4 | 305.2 | 331 | 357.9 | 385.3 | 413.7 | 442.3 | 471.5 | 501 | 530.6 | 560.4 | 590.2 | 620.1 | 650.1 | 680.3 | 710.5 | 740.9 | 771.3 | 801.9 | 832.8 | 863.8 | 894.8 | 925.8 | 956.8 | 987.8 | 1018.8 | 1049.8 | 1080.8 | 1111.8 | 1142.8 | 1173.8 | 1204.8 | 1235.8 | 0.2
2019-02-01 | 174.7 | 195.2 | 217.2 | 240 | 263.8 | 288 | 312.6 | 337.9 | 363.5 | 389.4 | 415.7 | 442.2 | 468.6 | 495.3 | 522.5 | 549.5 | 576.9 | 604.2 | 631.6 | 659.1 | 686.6 | 714.2 | 741.7 | 769.4 | 797 | 824.8 | 852.7 | 880.6 | 908.6 | 936.6 | 964.6 | 992.6 | 1020.6 | 1048.6 | 0.1
2019-03-01 | 96.9 | 112.7 | 130.3 | 149.3 | 169.4 | 191.5 | 213.5 | 236.9 | 261.2 | 286.5 | 312 | 338.3 | 364.9 | 392.3 | 420.1 | 448.2 | 476.9 | 505.6 | 534.8 | 564.3 | 594.2 | 624.5 | 654.7 | 685.2 | 715.5 | 746.3 | 776.8 | 807.7 | 838.5 | 869.4 | 900.4 | 931.3 | 962.3 | 993.3 | 0.2
2019-04-01 | 3 | 5.5 | 8.2 | 12 | 16.7 | 22.5 | 28.9 | 36.2 | 44.7 | 54.7 | 66.3 | 79.5 | 94.1 | 110.7 | 128.4 | 147.2 | 167.4 | 189.2 | 211.7 | 234.4 | 258 | 282 | 306.9 | 332.1 | 357.9 | 383.9 | 410.7 | 438.1 | 465.6 | 494.2 | 523.1 | 552.2 | 581.5 | 610.8 | 0.1
2019-05-01 | 0 | 0 | 0 | 0 | 0 | 0 | 0.1 | 0.7 | 2.5 | 5.3 | 9.1 | 13.6 | 19.1 | 26.2 | 34.9 | 45.1 | 56.6 | 70.3 | 85 | 100.9 | 118.5 | 136.9 | 156.5 | 177.7 | 199.7 | 222.9 | 247.2 | 272.2 | 297.9 | 324.3 | 351.7 | 379 | 407.7 | 436.6 | 0.03
2019-06-01 | 0 | 0 | 0 | 0 | 0 | 0 | 0 | 0 | 0 | 0 | 0 | 0 | 0 | 0 | 0 | 0 | 0.1 | 0.8 | 1.9 | 3.7 | 6 | 8.5 | 11.9 | 15.9 | 20.8 | 26.8 | 33.8 | 42.6 | 52.8 | 65.4 | 79.7 | 96 | 114.6 | 134.9 | 0.03
2019-07-01 | 0 | 0 | 0 | 0 | 0 | 0 | 0 | 0 | 0 | 0 | 0 | 0 | 0 | 0 | 0 | 0 | 0 | 0 | 0 | 0 | 0 | 0 | 0 | 0 | 0 | 0 | 0 | 0.2 | 0.5 | 1.4 | 3.1 | 5.4 | 8.7 | 13 | 0
2019-08-01 | 0 | 0 | 0 | 0 | 0 | 0 | 0 | 0 | 0 | 0 | 0 | 0 | 0 | 0 | 0 | 0 | 0 | 0 | 0 | 0 | 0.1 | 0.3 | 0.6 | 1 | 1.7 | 2.4 | 4.3 | 6.5 | 9.4 | 13.4 | 18.2 | 24.3 | 31.6 | 41.1 | 0.06
2019-09-01 | 0 | 0 | 0 | 0 | 0 | 0 | 0 | 0 | 0 | 0 | 0 | 0 | 0 | 0 | 0.1 | 0.3 | 0.6 | 1.3 | 2.6 | 4.2 | 6.3 | 9 | 12.3 | 17.2 | 23.4 | 30.6 | 40.2 | 50.9 | 63 | 76.9 | 92 | 108.9 | 127.8 | 148.2 | 0.07
2019-10-01 | 0 | 0 | 0 | 0 | 0 | 0 | 0.1 | 0.3 | 0.7 | 1.4 | 2.5 | 3.9 | 5.9 | 8 | 11.4 | 16.4 | 23.3 | 33.4 | 46.1 | 61 | 79.2 | 99.1 | 120.7 | 144.7 | 169.3 | 195.2 | 221.9 | 249.2 | 276.5 | 304.5 | 332.6 | 360.8 | 389.6 | 418.9 | 0.1
2019-11-01 | 47.2 | 55.9 | 65.6 | 77.1 | 90.5 | 105.3 | 122.2 | 140.2 | 159.5 | 179.5 | 201.1 | 223.6 | 247 | 271.5 | 297.3 | 323.6 | 350.9 | 378.5 | 406.9 | 435.7 | 464.8 | 494.1 | 523.8 | 553.4 | 583.1 | 612.9 | 642.7 | 672.6 | 702.3 | 732.2 | 762 | 791.8 | 821.7 | 851.5 | 0.1
2019-12-01 | 116.7 | 135.9 | 156.9 | 179.1 | 201.7 | 225.3 | 249.5 | 274.8 | 300.7 | 327.2 | 353.8 | 381.2 | 408.6 | 436.8 | 465.2 | 494.2 | 523.1 | 552.4 | 581.6 | 611.4 | 641.4 | 671.7 | 702.3 | 733.1 | 764 | 794.9 | 825.9 | 856.9 | 887.9 | 918.9 | 949.9 | 980.9 | 1011.9 | 1042.9 | 0.1
2020-01-01 | 119.6 | 134.7 | 151.6 | 169.8 | 190.2 | 212 | 234.9 | 258.7 | 284 | 310.4 | 337 | 364.7 | 392.8 | 421.8 | 451.1 | 480.6 | 510 | 539.6 | 569.1 | 598.8 | 628.5 | 658.2 | 687.9 | 717.6 | 747.3 | 777.1 | 807 | 837.2 | 867.5 | 898 | 928.7 | 959.5 | 990.3 | 1021.2 | 0.1
2020-02-01 | 91.7 | 105.7 | 120.9 | 138.1 | 157.6 | 178.5 | 200.4 | 224.1 | 249.1 | 275.3 | 302.5 | 330.2 | 358.1 | 386.1 | 414.3 | 442.8 | 471.1 | 499.5 | 528.1 | 556.7 | 585.5 | 614.2 | 643 | 671.9 | 700.7 | 729.6 | 758.6 | 787.6 | 816.6 | 845.6 | 874.6 | 903.6 | 932.6 | 961.6 | 0.07
2020-03-01 | 50.1 | 59.9 | 71.6 | 85.6 | 102.3 | 121 | 141.3 | 163 | 185.6 | 208.8 | 233.7 | 259.5 | 285.9 | 312.8 | 340.4 | 367.9 | 396.3 | 424.7 | 453.3 | 482.5 | 511.8 | 541.3 | 571 | 600.8 | 630.9 | 660.9 | 691.2 | 721.5 | 751.9 | 782.6 | 813.3 | 844.1 | 874.8 | 905.6 | 0.03
2020-04-01 | 7.2 | 10.8 | 16.5 | 24.5 | 34.5 | 47 | 61.9 | 78.4 | 96.9 | 117.5 | 139.9 | 163.6 | 187.9 | 213.6 | 240 | 266.9 | 294.4 | 322.5 | 350.8 | 379.1 | 407.9 | 437 | 466.6 | 496.5 | 526.4 | 556.4 | 586.4 | 616.4 | 646.4 | 676.4 | 706.4 | 736.4 | 766.4 | 796.4 | 0.2
2020-05-01 | 1.1 | 1.8 | 2.7 | 3.7 | 5 | 6.7 | 9.2 | 11.9 | 15.1 | 19.3 | 24.5 | 31.4 | 39.8 | 49.7 | 60.5 | 72.9 | 86.8 | 101.8 | 118.4 | 136 | 154.2 | 173.4 | 192.9 | 213.3 | 235 | 257.2 | 280.3 | 304.2 | 328.4 | 353.6 | 379.5 | 406.4 | 433.8 | 461.5 | 0.06
2020-06-01 | 0 | 0 | 0 | 0 | 0 | 0 | 0 | 0 | 0 | 0 | 0 | 0 | 0.3 | 0.8 | 1.2 | 1.8 | 2.5 | 3.3 | 4.3 | 5.9 | 8.4 | 11.7 | 15.9 | 21.1 | 27.9 | 35.1 | 44.2 | 54.6 | 66.2 | 79.9 | 94.6 | 111.4 | 129.7 | 148.8 | 0.2
2020-07-01 | 0 | 0 | 0 | 0 | 0 | 0 | 0 | 0 | 0 | 0 | 0 | 0 | 0 | 0 | 0 | 0 | 0 | 0 | 0 | 0 | 0 | 0 | 0 | 0.3 | 0.8 | 2 | 4.3 | 7.4 | 11.5 | 16.5 | 23.1 | 30.4 | 39.3 | 49.5 | 0.06
2020-08-01 | 0 | 0 | 0 | 0 | 0 | 0 | 0 | 0 | 0 | 0 | 0 | 0 | 0 | 0 | 0 | 0 | 0 | 0 | 0 | 0 | 0 | 0 | 0.2 | 0.3 | 0.7 | 2 | 4.1 | 7.1 | 10.7 | 16.2 | 23.6 | 32.2 | 42.7 | 54.5 | 0.2
2020-09-01 | 0 | 0 | 0 | 0 | 0 | 0 | 0 | 0.1 | 0.1 | 0.7 | 1.5 | 2.5 | 3.7 | 5.4 | 7.3 | 9.7 | 12.5 | 15.6 | 19.2 | 23.6 | 28.6 | 34.2 | 41.4 | 49.2 | 58.3 | 68.4 | 80.2 | 93.3 | 107.9 | 124.4 | 142.3 | 161.4 | 181.7 | 203.4 | 0.07
2020-10-01 | 9.1 | 10.7 | 12.4 | 14.1 | 16.1 | 18.2 | 20.8 | 24 | 27.8 | 32.5 | 38.1 | 44.5 | 52 | 60.5 | 70.2 | 82.5 | 95.8 | 110.7 | 127.5 | 146.2 | 167.4 | 190.3 | 213.9 | 238.9 | 264.7 | 291.3 | 318.2 | 346.2 | 374.3 | 403.1 | 432.7 | 462 | 492 | 522.4 | 0.06
2020-11-01 | 25.2 | 30.3 | 35.9 | 43.1 | 51.5 | 60.8 | 71.5 | 83 | 95.2 | 108.8 | 123.8 | 140.1 | 157.9 | 177 | 197.5 | 219 | 240.9 | 263.5 | 286.7 | 310.4 | 334.9 | 360.3 | 385.9 | 412.2 | 439.1 | 466.2 | 493.6 | 521.5 | 550 | 578.3 | 607.1 | 636 | 665.2 | 694.6 | 0.1
2020-12-01 | 145 | 165.5 | 186.6 | 208.1 | 230.9 | 255 | 279.7 | 305.4 | 331.8 | 359.1 | 386.8 | 414.7 | 443.4 | 471.9 | 500.9 | 530.3 | 559.8 | 589.3 | 619.2 | 649.1 | 679.4 | 710 | 740.6 | 771.3 | 802.1 | 833.1 | 864.1 | 895.1 | 926.1 | 957.1 | 988.1 | 1019.1 | 1050.1 | 1081.1 | 0.06
2021-01-01 | 231.3 | 258.1 | 286.1 | 315 | 344.9 | 375.1 | 405.6 | 436.3 | 467 | 497.8 | 528.7 | 559.6 | 590.5 | 621.5 | 652.5 | 683.5 | 714.5 | 745.5 | 776.5 | 807.5 | 838.5 | 869.5 | 900.5 | 931.5 | 962.5 | 993.5 | 1024.5 | 1055.5 | 1086.5 | 1117.5 | 1148.5 | 1179.5 | 1210.5 | 1241.5 | 0.1
2021-02-01 | 222.3 | 246.7 | 272.2 | 297.9 | 323.9 | 350.5 | 377.4 | 404.6 | 432 | 459.6 | 487.4 | 515.3 | 543.3 | 571.3 | 599.3 | 627.3 | 655.3 | 683.3 | 711.3 | 739.3 | 767.3 | 795.3 | 823.3 | 851.3 | 879.3 | 907.3 | 935.3 | 963.3 | 991.3 | 1019.3 | 1047.3 | 1075.3 | 1103.3 | 1131.3 | 0.07
2021-03-01 | 90.8 | 102.5 | 115.6 | 129.4 | 144.3 | 159.7 | 176.2 | 193.7 | 212 | 231.9 | 252.5 | 274 | 297 | 320.7 | 345.3 | 370.3 | 396.3 | 422.7 | 449.8 | 477.4 | 505.3 | 534.1 | 563.1 | 592.5 | 622.1 | 651.9 | 682.1 | 712.1 | 742.6 | 773 | 803.6 | 834.4 | 865.2 | 896.1 | 0.2
2021-04-01 | 7.2 | 9.3 | 12.2 | 15.4 | 19.3 | 23.3 | 28.2 | 33.8 | 40.5 | 48.6 | 58.3 | 70.6 | 84.6 | 100.8 | 118.7 | 138 | 159.2 | 181.5 | 204.8 | 229.1 | 254.7 | 280.2 | 306.7 | 333.8 | 361.3 | 389 | 416.9 | 445.1 | 473.5 | 501.9 | 530.6 | 559.4 | 588.5 | 617.8 | 0.07
2021-05-01 | 0 | 0 | 0 | 0 | 0 | 0 | 0 | 0.1 | 0.3 | 0.5 | 1.2 | 2.6 | 5.6 | 10.2 | 16.6 | 24 | 32.7 | 42.2 | 52.6 | 63.7 | 76.4 | 90.1 | 104.4 | 119.6 | 136.1 | 153.2 | 172 | 192 | 213.2 | 236 | 259.6 | 284 | 308.8 | 334.5 | 0.03
2021-06-01 | 0 | 0 | 0 | 0 | 0 | 0 | 0 | 0 | 0 | 0 | 0 | 0 | 0 | 0 | 0 | 0 | 0 | 0 | 0.1 | 0.1 | 0.3 | 0.6 | 1.4 | 2.7 | 4.8 | 7.9 | 12.2 | 17.9 | 24.5 | 32.7 | 42 | 52.1 | 63.2 | 75.4 | 0.07
2021-07-01 | 0 | 0 | 0 | 0 | 0 | 0 | 0 | 0 | 0 | 0 | 0 | 0 | 0 | 0 | 0 | 0 | 0 | 0 | 0 | 0 | 0.2 | 0.9 | 2.2 | 4.4 | 6.6 | 9.3 | 12.5 | 16.2 | 20.6 | 26.2 | 34.1 | 43.5 | 54.7 | 69 | 0.06
2021-08-01 | 0 | 0 | 0 | 0 | 0 | 0 | 0 | 0 | 0 | 0 | 0 | 0 | 0 | 0 | 0 | 0 | 0 | 0 | 0 | 0 | 0 | 0 | 0 | 0 | 0 | 0 | 0 | 0.1 | 0.5 | 1.9 | 4.1 | 7.5 | 11.7 | 17.8 | 0.1
2021-09-01 | 0 | 0 | 0 | 0 | 0 | 0 | 0 | 0 | 0 | 0 | 0 | 0 | 0 | 0 | 0 | 0 | 0.1 | 0.3 | 0.7 | 1.3 | 2.2 | 3.2 | 4.7 | 6.7 | 9.3 | 13 | 17.3 | 22.4 | 28.9 | 37.7 | 48.1 | 60.8 | 75.4 | 92.8 | 0.1
2021-10-01 | 0 | 0 | 0 | 0 | 0.1 | 0.3 | 0.6 | 1.1 | 1.7 | 2.8 | 4.7 | 7 | 10.1 | 13.8 | 18.7 | 24.4 | 31 | 38.8 | 47.4 | 57.2 | 68.3 | 80.9 | 94.7 | 109.6 | 126.9 | 146.4 | 168.1 | 191.5 | 216.2 | 242.4 | 269.6 | 297.2 | 325.7 | 354.6 | 0
2021-11-01 | 26.6 | 34.4 | 43.7 | 53.5 | 64.6 | 76.6 | 90.2 | 105.2 | 121.2 | 138.8 | 157.9 | 177.9 | 198.8 | 221 | 244.2 | 268.7 | 294.2 | 320.3 | 347.2 | 374.8 | 402.7 | 431.3 | 460.3 | 489.4 | 518.6 | 548.2 | 577.8 | 607.4 | 637.2 | 666.9 | 696.7 | 726.7 | 756.7 | 786.8 | 0.2
2021-12-01 | 75.7 | 90.1 | 106.8 | 124.9 | 145.2 | 167.6 | 191.5 | 216.2 | 242 | 268.5 | 295.4 | 322.7 | 350.1 | 377.8 | 405.6 | 433.6 | 461.9 | 490.6 | 519.8 | 549.1 | 578.8 | 608.9 | 639.2 | 669.7 | 700.5 | 731.4 | 762.3 | 793.3 | 824.3 | 855.3 | 886.3 | 917.3 | 948.3 | 979.3 | 0.03
2022-01-01 | 347.7 | 373.2 | 399.5 | 426.3 | 453.8 | 481.6 | 509.8 | 538.5 | 568.2 | 598.1 | 628.3 | 658.7 | 689.2 | 720 | 751 | 782 | 813 | 844 | 875 | 906 | 937 | 968 | 999 | 1030 | 1061 | 1092 | 1123 | 1154 | 1185 | 1216 | 1247 | 1278 | 1309 | 1340 | 0.06
2022-02-01 | 210.9 | 230.2 | 251 | 272.4 | 294.8 | 317.6 | 340.9 | 364.4 | 388.2 | 412.5 | 437.3 | 462.1 | 487.3 | 512.7 | 538.4 | 564.1 | 590 | 616 | 642.5 | 669.2 | 696.3 | 723.5 | 751 | 778.6 | 806.4 | 834.2 | 862 | 889.8 | 917.7 | 945.6 | 973.6 | 1001.6 | 1029.6 | 1057.6 | 0.1
2022-03-01 | 76.1 | 87.4 | 99.7 | 113.8 | 129.7 | 147.1 | 165.8 | 185.7 | 206.6 | 228.7 | 252.4 | 276.8 | 302 | 328.1 | 354.5 | 380.9 | 408.2 | 436 | 464.6 | 493.2 | 522.2 | 551.5 | 580.9 | 610.7 | 640.9 | 671.3 | 701.7 | 732.5 | 763.4 | 794.4 | 825.4 | 856.3 | 887.3 | 918.2 | 0.06
2022-04-01 | 0.1 | 0.3 | 0.8 | 2 | 4.1 | 7.3 | 12 | 17.9 | 26.3 | 36.7 | 49.8 | 64.6 | 80.9 | 99.1 | 118.7 | 139.9 | 162.9 | 186.3 | 211.2 | 237 | 263.5 | 290.2 | 317.4 | 345.2 | 373.1 | 401.7 | 430.8 | 459.7 | 489.1 | 518.7 | 548.4 | 578 | 607.9 | 637.8 | 0.2
2022-05-01 | 0 | 0 | 0 | 0 | 0 | 0.2 | 0.5 | 0.9 | 1.4 | 3.2 | 5.7 | 9.3 | 13.9 | 19.6 | 26.2 | 34.2 | 43.6 | 54.1 | 66.2 | 79.9 | 94.8 | 110.3 | 126.9 | 145 | 164.1 | 184.1 | 205.4 | 227.8 | 250.6 | 274.5 | 299.3 | 324.7 | 351.2 | 378 | 0.03
2022-06-01 | 0 | 0 | 0 | 0 | 0 | 0 | 0 | 0 | 0 | 0 | 0 | 0 | 0 | 0 | 0 | 0.3 | 0.8 | 1.7 | 3.1 | 5.9 | 9.8 | 14 | 19.8 | 26.7 | 34.4 | 43 | 53 | 64 | 76.1 | 89.8 | 105.1 | 121.9 | 140.3 | 159.6 | 0.07
2022-07-01 | 0 | 0 | 0 | 0 | 0 | 0 | 0 | 0 | 0 | 0 | 0 | 0 | 0 | 0 | 0 | 0 | 0 | 0 | 0 | 0 | 0 | 0 | 0 | 0 | 0 | 0.1 | 0.3 | 0.8 | 1.7 | 2.9 | 5.5 | 9.1 | 13.8 | 19.2 | 0
2022-08-01 | 0 | 0 | 0 | 0 | 0 | 0 | 0 | 0 | 0 | 0 | 0 | 0 | 0 | 0 | 0 | 0 | 0 | 0 | 0 | 0 | 0 | 0 | 0 | 0 | 0 | 0 | 0 | 0.3 | 1 | 2.9 | 6 | 10.3 | 17.2 | 26.2 | 0.03
2022-09-01 | 0 | 0 | 0 | 0 | 0 | 0 | 0 | 0 | 0 | 0 | 0 | 0 | 0.5 | 1 | 2 | 3.3 | 4.8 | 6.7 | 9.1 | 12.1 | 16.1 | 20.7 | 26.4 | 33.8 | 43.3 | 54 | 66.5 | 81.1 | 97.1 | 114.6 | 133.6 | 154.5 | 176.1 | 199.8 | 0.07
2022-10-01 | 0 | 0 | 0 | 0 | 0.1 | 0.6 | 1.3 | 2.4 | 4 | 6.3 | 8.9 | 12.4 | 16.6 | 21.7 | 27.7 | 34.8 | 44.5 | 56.1 | 69.7 | 85.1 | 103.1 | 123.2 | 145.1 | 169.2 | 194.1 | 220.2 | 247.3 | 274.8 | 303.4 | 332.6 | 362.4 | 392.5 | 422.8 | 453.1 | 0.2
2022-11-01 | 18.5 | 23.9 | 30.7 | 38.3 | 47.2 | 57.4 | 68.9 | 81.6 | 95.2 | 109.6 | 124.7 | 141.2 | 157.9 | 175.3 | 193.9 | 213.1 | 233.2 | 254 | 275.1 | 297 | 319.2 | 342.2 | 365.8 | 390.2 | 414.8 | 439.7 | 465.1 | 490.9 | 516.8 | 543.3 | 570.8 | 598.7 | 627.1 | 655.9 | 0.2
2022-12-01 | 127.9 | 144.5 | 162 | 181.3 | 201.5 | 223.7 | 247.3 | 271.7 | 296.7 | 322.2 | 348 | 374.3 | 401.2 | 429 | 457.1 | 486.1 | 515.3 | 544.8 | 574.5 | 604.5 | 635 | 665.7 | 696.6 | 727.5 | 758.4 | 789.4 | 820.4 | 851.4 | 882.4 | 913.4 | 944.4 | 975.4 | 1006.4 | 1037.4 | 0.2
2023-01-01 | 87.2 | 105.9 | 125.6 | 147 | 169.6 | 193.2 | 218.6 | 244.8 | 271.6 | 298.8 | 326.9 | 355.2 | 384.2 | 413.6 | 443.1 | 472.6 | 502.6 | 533.1 | 563.9 | 594.8 | 625.8 | 656.8 | 687.8 | 718.8 | 749.8 | 780.8 | 811.8 | 842.8 | 873.8 | 904.8 | 935.8 | 966.8 | 997.8 | 1028.8 | 0.03
2023-02-01 | 165.2 | 181.7 | 199.3 | 217.9 | 237.8 | 258.7 | 280.2 | 302.7 | 325.6 | 349.4 | 373.4 | 398 | 423 | 448.6 | 474.4 | 500.6 | 527 | 553.6 | 580.2 | 607.1 | 634.3 | 661.7 | 689.3 | 717 | 744.8 | 772.8 | 800.8 | 828.8 | 856.8 | 884.8 | 912.8 | 940.8 | 968.8 | 996.8 | 0
2023-03-01 | 36.7 | 49.4 | 63.8 | 81.2 | 101.1 | 122.4 | 144.8 | 168.1 | 192.5 | 218 | 244.6 | 272 | 299.8 | 328.3 | 357 | 386.6 | 416.3 | 446.2 | 476.4 | 506.9 | 537.5 | 568.4 | 599.4 | 630.3 | 661.3 | 692.2 | 723.2 | 754.2 | 785.1 | 816.1 | 847 | 878 | 908.9 | 939.9 | 0.06
2023-04-01 | 2.5 | 3.7 | 5.4 | 7.7 | 10.6 | 14.4 | 18.7 | 23.7 | 29.3 | 35.7 | 45.4 | 58.1 | 73.9 | 92.9 | 114.5 | 137.6 | 161.9 | 186.7 | 212.4 | 238.6 | 265.5 | 292.3 | 319.4 | 346.3 | 373.5 | 400.7 | 428.3 | 455.9 | 483.7 | 511.6 | 539.6 | 567.7 | 595.8 | 624.1 | 0.03

## Logan Pivot
Row Labels | Sum of HDD 65
2000 | 5968.2
2001 | 5445.5
2002 | 5496
2003 | 6244.6
2004 | 5977.9
2005 | 6022
2006 | 5169.7
2007 | 5815.1
2008 | 5577.6
2009 | 5831.8
2010 | 5257.7
2011 | 5267.7
2012 | 4958.7
2013 | 5723.8
2014 | 5879.6
2015 | 5823.5
2016 | 5367.4
2017 | 5496.8
2018 | 5554.3
2019 | 5327.3
2020 | 5192.1
2021 | 5016.8
2022 | 5227.1
2023 | 2881.7
Grand Total | 130522.9
4958.7
6244.6

## Inaccessible sources on 1970s
. Public attituds and behavior regarding energy conservation: detailed tabulations by U. S. population and population segments, waves 9 and 10 (ending October 12--October 26, 1975). United States: N. p., 1975. Web.
https://www.osti.gov/biblio/6522135
Nelson, J P, and Ferrar, T A. Economic analysis of recent government energy policy: residential and commercial heating oil demand modifications. United States: N. p., 1974. Web.
https://www.osti.gov/biblio/7335423
Knauer, V, and Kushner, L M. Seven ways to reduce fuel consumption in household heating through energy conservation. United States: N. p., 1972. Web.
https://www.osti.gov/biblio/4337780

## Energy Price Relationship
Dollars per million BTU
| MA | US All | MA Fuel | US Fuel | MA Gas | US Gas | MA Gas
1970 | 2.22 | 2.1 | 1.49 | 1.39 | 1.9 | 1.06 | 1.7925
1971 | 2.41 | 2.23 | 1.57 | 1.46 | 2.09 | 1.12 | 1.8661
1972 | 2.52 | 2.37 | 1.58 | 1.47 | 2.26 | 1.18 | 1.9153
1973 | 2.81 | 2.71 | 1.81 | 1.69 | 2.37 | 1.26 | 1.881
1974 | 3.88 | 3.38 | 2.67 | 2.61 | 2.68 | 1.42 | 1.8873
1975 | 4.19 | 3.8 | 2.85 | 2.74 | 3.14 | 1.67 | 1.8802
1976 | 4.44 | 4.13 | 3.04 | 2.94 | 3.62 | 1.94 | 1.866
1977 | 4.85 | 4.76 | 3.41 | 3.32 | 3.92 | 2.3 | 1.7043
1978 | 5.06 | 5.13 | 3.52 | 3.51 | 4.13 | 2.52 | 1.6389
1979 | 6.68 | 5.99 | 5.11 | 5.04 | 4.51 | 2.92 | 1.5445
1980 | 8.32 | 7.46 | 7.05 | 7.02 | 5.33 | 3.6 | 1.4806
1981 | 10.26 | 8.82 | 8.75 | 8.63 | 6.27 | 4.19 | 1.4964
1982 | 10.58 | 9.77 | 8.48 | 8.38 | 7.38 | 5.05 | 1.4614
1983 | 10.98 | 10.66 | 8.26 | 8.11 | 8.16 | 5.88 | 1.3878
1984 | 10.95 | 10.66 | 8.45 | 8.25 | 7.65 | 5.95 | 1.2857
1985 | 10.6 | 10.91 | 8.1 | 7.93 | 7.65 | 5.94 | 1.2879
1986 | 9.39 | 10.75 | 6.22 | 6.36 | 7.23 | 5.67 | 1.2751
1987 | 9.44 | 10.71 | 6.1 | 6.06 | 6.45 | 5.39 | 1.1967
1988 | 9.46 | 10.66 | 6.22 | 6.12 | 6.28 | 5.32 | 1.1805
1989 | 10.28 | 11.02 | 7.01 | 6.76 | 6.91 | 5.47 | 1.2633
1990 | 11.4 | 11.87 | 8.21 | 8.01 | 7.55 | 5.63 | 1.341
1991 | 11.81 | 12.08 | 7.8 | 7.68 | 7.8 | 5.66 | 1.3781
1992 | 11.09 | 11.97 | 7 | 7.02 | 7.62 | 5.73 | 1.3298
1993 | 11.36 | 12.27 | 6.79 | 6.85 | 8 | 5.99 | 1.3356
1994 | 11.73 | 12.6 | 6.59 | 6.66 | 8.73 | 6.23 | 1.4013
1995 | 12.11 | 12.6 | 6.4 | 6.53 | 8.82 | 5.89 | 1.4975
1996 | 12.57 | 12.69 | 7.4 | 7.48 | 8.65 | 6.16 | 1.4042
1997 | 13.12 | 13.25 | 7.27 | 7.46 | 9.25 | 6.75 | 1.3704
1998 | 12.5 | 13.44 | 6.2 | 6.45 | 9.28 | 6.61 | 1.4039
1999 | 12.05 | 13.15 | 6.34 | 6.62 | 8.72 | 6.5 | 1.3415
2000 | 13.62 | 14.21 | 9.65 | 9.93 | 9.49 | 7.63 | 1.2438
2001 | 15.64 | 15.62 | 9.25 | 9.49 | 12.24 | 9.42 | 1.2994
2002 | 13.71 | 14.65 | 8.65 | 8.61 | 9.71 | 7.69 | 1.2627
2003 | 15.88 | 15.79 | 10.5 | 10.33 | 12.18 | 9.24 | 1.3182
2004 | 17.52 | 17.02 | 11.82 | 11.74 | 14.01 | 10.47 | 1.3381
2005 | 20.98 | 19.16 | 15.64 | 15.54 | 15.21 | 12.34 | 1.2326
2006 | 25.44 | 21.49 | 17.9 | 17.96 | 17.49 | 13.35 | 1.3101
2007 | 25.27 | 21.57 | 19.64 | 19.76 | 16.73 | 12.7 | 1.3173
2008 | 27.2 | 23.08 | 24.39 | 24.53 | 16.96 | 13.52 | 1.2544
2009 | 23.42 | 22.04 | 18.09 | 18.29 | 14.41 | 11.81 | 1.2202
2010 | 23.58 | 22.37 | 22.02 | 21.58 | 14.06 | 11.13 | 1.2633
2011 | 24.21 | 22.81 | 25.43 | 25.94 | 13.42 | 10.78 | 1.2449
2012 | 25.41 | 23.39 | 28.89 | 28.88 | 12.79 | 10.38 | 1.2322
2013 | 26.06 | 22.59 | 28.18 | 28.29 | 13.06 | 10.01 | 1.3047
2014 | 27.02 | 23.35 | 27.47 | 27.58 | 14.16 | 10.6 | 1.3358
2015 | 25.38 | 22.93 | 18.85 | 19.01 | 12.65 | 9.96 | 1.2701
2016 | 24.85 | 22.92 | 16.04 | 16.24 | 12.09 | 9.63 | 1.2555
2017 | 25.8 | 23.77 | 17.97 | 18.17 | 12.93 | 10.47 | 1.235
2018 | 28.19 | 23.29 | 19.9 | 20.1 | 15.01 | 10.08 | 1.4891
2019 | 27.09 | 23.13 | 18.97 | 19.34 | 14.27 | 10.07 | 1.4171
2020 | 27.6 | 23.8 | 15.26 | 15.99 | 14.28 | 10.33 | 1.3824
2021 | 29.53 | 25.45 | 18.45 | 19.2 | 15.55 | 11.69 | 1.3302
US Residential: https://www.eia.gov/state/seds/data.php?incfile=/state/seds/sep_prices/res/pr_res_US.html&sid=US
MA Residential: