## Key Tables
| Table 2-16 Square footage Values | Table 2-21 Tonnage Values from Survey | Table 2-21 Tonnage Values Scaled to 2400 Sq Ft
MSHP Full Displacement with Electric Heating Baseline | 1790 | 2 | 2.6816
Mini-Split HP Full Displacement with Fuel-Fired Heating Baseline | 2103 | 3.9 | 4.4508
Central HP Full Displacement with Delivered Fuel-Fired Heating Baseline | 2497 | 4.7 | 4.5174
Central HP Partial Displacement with Delivered Fuel-Fired Heating Baseline | 2497 | 3.7 | 3.5563
Mini-Split HP Partial Displacement with Fuel-Fired Heating Baseline | 2103 | 2.8 | 3.1954
Note: Calibrated two models -- baseline as fuel fired, baseline as electric resistance
Table 2-22 Efficiency Values | Table 4-3 Baseline Building End Use Consumption, Normal Year |  | Table 2-22 Efficiency Values | Implied BTU Heating Load | Reverse Computed Efficiency from implied heating load for fuel: | Implied Operating HSPF for Heat Pumps
| kwh heat | mmbtu fossil | Eff | MMBTU | 64.6 | n/a
Existing Gas Furnace [not in table 4-3, assume same as propane] | 958 | 78.9 | 81% | 63.909 | 81.88% | n/a
Existing-Propane Furnace | 958 | 78.9 | 81% | 63.909 | 81.88% | n/a
Existing-Oil Furnace | 958 | 83.2 | 77.7% | 64.6464 | 77.64% | n/a
Existing-Gas Boiler | 604 | 83.4 | 77.4% | 64.5516 | 77.46% | n/a
Existing-Propane Boiler -- seems like error likely that efficiency is underestimated | 604 | 77.2 | 77.4% | 59.7528 | 83.68% | n/a
Existing-Oil Boiler | 604 | 81.3 | 79.4% | 64.5522 | 79.46% | n/a
Existing-Central HP 7.1 [ not in table 4-3 -- no assumption ] |  | n/a | 208.1% | n/a | n/a | n/a
Existing Minisplit HP 10.7 [Has to be wrong? No existing case used. | 8272 | n/a use kwh | 313.6% | 88.5104 | 228.9% | 7.8095
Existing Electric 3.41 [ not in table 4-3 as "existing" ] use different load model | 17285 | n/a use kwh | 100% | 58.9764 | 109.5% | n/a
Market Baseline-Gas Furnace | 958 | 71.7 | 90.1% | 64.6 | 90.1% | n/a
Market Baseline-Propane Furnace | 958 | 71.7 | 90.1% | 64.6 | 90.1% | n/a
Market Baseline-Oil Furnace | 958 | 77.8 | 83% | 64.6 | 83.03% | n/a
Market Baseline-Gas Boiler | 604 | 77.2 | 83.7% | 64.6 | 83.68% | n/a
Market Baseline-Propane Boiler -- seems like error; mmbtu fossil overstated | 604 | 81.5 | 83.7% | 68.2 | 79.26% | n/a
Market Baseline-Oil Boiler | 604 | 76.9 | 86% | 66.1 | 84.01% | n/a
Market Baseline-Central HP 8.2 (not used in pre-retrofit baselines) | 9842 | n/a use kwh | 240.3% | 80.7044 | 192.4% | 6.5637
Market Baseline-Mini-Split HP 8.2 (not used in pre-retrofit baselines) | 7931 | n/a use kwh | 240.3% | 65.0342 | 238.7% | 8.1453
Electric Resistance [appears in table 4-3 without label | 17285 | n/a use kwh | 100% | 58.9764 | 109.5% | n/a
Table 4-5 and 4-6: Post retrofit (should be program rebated unit, as opposed to market baseline )
Full Displacement Post Retrofit Model End Use Consumption Central HP, Normal Year Table 4-4 (9.9) | 9015 | n/a use kwh | 290.2% | 89.2485 | 210% | 7.1658
Full Displacement Post Retrofit Model End Use Consumption MSHP, Normal Year Table 4-5 (10.9) INCLUDES ELECTRIC BACKUP | 8374 | n/a use kwh | 319.5% | 91.2766 | 226.1% | 7.7144
Blended Baseline for Central HP from Fuel Fired -- moving more heavily from furnace (likely ducted heat) | 774 |  |  | 80.5
Blended Baseline for MSHP from Fuel Fired -- moving more heavily from boiler (likely no ducts) | 952 |  |  | 79.6
Per Standard 2400 Sq Ft Single Family Home (modeled) Table 4-6
Measure Savings for Central Ducted Fully displacing Oil -- as diff roughly checks to table 4-6 EA19A2c272 (perf for kwh) | 8241 |  |  | 80.5
Measure Savings for MSHP Fully displacing oil E19A2c273 -- as diff, checks to Table 4-6 for fuel, but not KWH | 7422 |  |  | 79.6
Measure Savings for MSHP Fully displacing oil-- from Table 4-6 E19A2c273 | 6346 |  |  | 80
Backing out MSHP efficiency from fuel fired using baseline and Table 4-6 value | 7298 |  |  | 80 | 259.4% | 8.8517
Per Ton @4.5 Table 4-7
Measure Savings for Central Ducted Fully displacing Oil -- as diff per checks to table 4-7 EA19A2c272 | 1831.3333 |  |  | 17.8889
Measure Savings for MSHP Fully displacing oil -- as diff, checks to Table 4-7 for fuel, but not KWH E19A2c273 | 1649.3333 |  |  | 17.6889
Measure Savings for MSHP Fully displacing oil -- from Table 4-6 E19A2c273 (Checks) | 1410.2222 |  |  | 17.7778
Per SF Home, Table 4-8: Scaled back to program Ton sizes -- x4.7 for Central; x 3.9 for MSPH
Measure Savings for Central Ducted Fully displacing Oil -- as diff roughly checks to table 4-6 EA19A2c272 | 8607.2667 |  |  | 84.0778
Measure Savings for MSHP Fully displacing oil -- as diff, checks to Table 4-8 for fuel, but not KWH E19A2c273 | 6432.4 |  |  | 68.9867
Measure Savings for MSHP Fully displacing oil -- from Table 4-6 E19A2c273 (Checks) | 5499.8667 |  |  | 69.3333
Table A-8 : Single Family Measures @ Per Ton amounts (market baseline heat pumps, as opposed to program rebated)
EA19A2c272 Central Fully displacing oil | 2112 |  |  | 17.85
E19A2c273 MSPH Fully Displacing Oil | 1849 |  |  | 17.78
Table A-8 : Single Family Measures @ Per Ton amounts scaled to 4.5 Ton as in SF Home
EA19A2c272 Central Fully displacing oil | 9504 |  |  | 80.325
E19A2c273 MSPH Fully Displacing Oil | 8320.5 |  |  | 80.01
Table A-8 : Single Family POST RETROFIT -- measure scaled with base line added back for kwh
EA19A2c272 Central Fully displacing oil | 10278 |  |  | 80.325 | 184.2% | 6.2853
E19A2c273 MSPH Fully Displacing Oil | 9272.5 |  |  | 80.01 | 204.2% | 6.9668
Mid Stream Add back at measure scale
Midstream - Central Heat Pump, No Integrated Controls | 1533
Midstream - MSHP, No Integrated Controls | 584
Mid Stream Add back at 2400 Sq Ft scale
Midstream - Central Heat Pump, No Integrated Controls (4.5/4.7) | 1467.766
Midstream - MSHP, No Integrated Controls (4.5/3.9) | 673.8462
Adjust market baseline pump kwh by Mid Stream Add back at 2400 Sq Ft scale
Central | 8810.234 |  |  | 80.325 | 214.9% | 7.3324
MSHP | 8598.6538 |  |  | 80.01 | 220.2% | 7.5128
Looking at Partials from Table 4-4, Central Heat Pump Switch over levels -- this is really driven by the curve inflection, not absolute efficiency |  | kwh | fuel
5 |  | 6065 | 0.7
15 | -602 | 5463 | 8.3 | 7.6 | -370% | -12.6246
30 | -3217 | 2246 | 42.9 | 34.6 | -69.24% | -2.3624
45 | -1294 | 952 | 71.4 | 28.5 | -172.1% | -5.8733
0

## Modeled Efficiency
Ducted whole home system oil

## Oil Heat at $128SCC
Year | 2022 | [5 empty] | From Exhibit 5 as of April 1, 2022 in Eversource DPU 21-129 | [70 empty] | 5 | 6 | 3 | 4 |  |  | 9 | 10 | 7 | 8 |  | 11 |  | 14 | 15 | 12 | 13 |  |  |  | 20 | 21 |  | 22 | 23 | 24 |  | 25 | 26 |  | 27 | 28 |  | 29 |  |  | 30 | 31 | 32 | 33 | 34 | 35 | 36 |  | 37 | 38 | 39 | 40 | 41 | 42 | 43 | 44 |  | 45 | 47 |  |  | 49 | 50 | 51 |  | 52 | 53 | 55 | 57 |  |  | 59 | 60 |  | 62 | 63 |  | 64 | 65 | 66 |  | 68 | 69 | 70 |  | 72 |  |  | 75 |  | 75 |  | 75 |  |  | 73
[7 empty] | BCR AT $128 (final filing) |  |  |  | Costs |  |  | Electric Energy Savings | [16 empty] | Electric Capacity Savings |  |  |  |  | Natural Gas Savings (Therms) |  |  |  |  | Natural Gas Savings (MMBTU) |  |  |  | Oil Savings |  |  |  |  | Propane Savings |  |  |  |  | Wood Savings |  |  |  | Motor Gasoline Savings |  |  |  | Motor Diesel Savings |  |  |  | Water Savings |  | Non-Energy Avoided CO2e |  |  |  | Total MMBTU Savings |  |  |  | Ref | Electric Energy Benefits | [5 empty] | Electric Energy DRIPE Benefits | [6 empty] | Electric Energy Environmental Compliance Benefits | [5 empty] | Sub-Total | Electric Capacity Benefits | [14 empty] | Total | Natural Gas Benefits | [7 empty] | 37: Natural Gas DRIPE Benefits |  | Natural Gas Environmental Compliance Benefits |  |  | Sub Total | Oil Benefits |  |  |  | Oil DRIPE Benefits | Oil Environmental Compliance Benefits |  |  |  | Sub Total | Other Resource Benefits | [14 empty] | Sub Total | Total | Non-Energy Impacts | [6 empty] | GHG Benefits | Sub Total | Total | TOTAL | Greenhouse Gas Reductions | [19 empty] | BCR
Sector | Program | Core Initiative | Sub Offering | eTRM Entry Code | eTRM Entry Name | End Use | Measure | BCR Measure ID | Quantity | Measure Life | TRC (Total) | Incentive (Total) | Customer Cost (Total) | Gross Annual MWh | Adj Gross Annual MWh | Adj Gross Lifetime MWh | Net Annual MWh | Net Lifetime MWh | First Year MMBtu per MWh factor (MMBTU/MWh) | Lifetime Average MMBtu per MWh factor (MMBTU/MWh) | Adj Gross Annual Energy (MMBTU) | Adj Gross Lifetime Energy (MMBTU) | Net Annual Energy (MMBTU) | Net Lifetime Energy (MMBTU) | Summer Peak Energy MWh Net Lifetime | Summer Off-Peak Energy MWh Net Lifetime | Winter Peak Energy MWh Net Lifetime | Winter Off-Peak Energy MWh Net Lifetime | Net Annual MWh Excluding Electrification | Net Lifetime MWh Excluding Electrification | Max Net kW | Annual Adj Gross Summer kw | Annual Net Summer kw | Annual Adj Gross Winter kW | Annual Net Winter kW | Gross Annual Gas Savings (Therms) | Adj Gross Annual Gas Savings (Therms) | Adj Gross Lifetime Gas Savings (Therms) | Net Annual Gas Savings (Therms) | Net Lifetime Gas Savings (Therms) | Adj Gross Annual Gas Savings (MMBTU) | Adj Gross Lifetime Gas Savings (MMBTU) | Net Annual Gas Savings (MMBTU) | Net Lifetime Gas Savings (MMBTU) | Gross Annual Oil Savings (MMBTU) | Adj Gross Annual Oil Savings (MMBTU) | Adj Gross Lifetime Oil Savings (MMBTU) | Net Annual Oil Savings (MMBTU) | Net Lifetime Oil Savings (MMBTU) | Gross Annual Propane Savings (MMBTU) | Adj Gross Annual Propane Savings (MMBTU) | Adj Gross Lifetime Propane Savings (MMBTU) | Net Annual Propane Savings (MMBTU) | Net Lifetime Propane Savings (MMBTU) | Adj Gross Annual Wood Savings (MMBTU) | Adj Gross Lifetime Wood Savings (MMBTU) | Net Annual Wood Savings (MMBTU) | Net Lifetime Wood Savings (MMBTU) | Adj Gross Annual Motor Gasoline Savings (MMBTU) | Adj Gross Lifetime Motor Gasoline Savings (MMBTU) | Net Annual Motor Gasoline Savings (MMBTU) | Net Lifetime Motor Gasoline Savings (MMBTU) | Adj Gross Annual Motor Diesel Savings (MMBTU) | Adj Gross Lifetime Motor Diesel Savings (MMBTU) | Net Annual Motor Diesel Savings (MMBTU) | Net Lifetime Motor Diesel Savings (MMBTU) | Net Annual Water Savings (Gallons) | Net Lifetime Water Savings (Gallons) | Adj Gross Annual Non-Energy CO2e (Metric Tons) | Adj Gross Lifetime Non-Energy CO2e (Metric Tons) | Net Annual Non-Energy CO2e (Metric Tons) | Net Lifetime Non-Energy CO2e (Metric Tons) | Total Adj Gross Annual Savings (MMBTU) | Total Adj Gross Lifetime Savings (MMBTU) | Total Net Annual Savings (MMBTU) | Total Net Lifetime Savings (MMBTU) | Hourly Energy Column Reference | Summer Peak Energy Benefits ($) | Summer Off-Peak Energy Benefits ($) | Winter Peak Energy Benefits ($) | Winter Off-Peak Energy Benefits ($) | Hourly Energy Benefits ($) | Total Avoided Electric Benefits ($) | Summer Peak Energy DRIPE Benefits ($) | Summer Off-Peak Energy DRIPE Benefits ($) | Winter Peak Energy DRIPE Benefits ($) | Winter Off-Peak Energy DRIPE Benefits ($) | Hourly Energy DRIPE Benefits ($) | Energy Electric Cross DRIPE Benefits ($) | Total Energy DRIPE Benefits ($) | Summer Peak Electric Environmental Compliance Benefits ($) | Summer Off-Peak Electric Environmental Compliance Benefits ($) | Winter Peak Electric Environmental Compliance Benefits ($) | Winter Off-Peak Electric Environmental Compliance Benefits ($) | Hourly Electric Environmental Compliance Benefits ($) | Total Electric Environmental Compliance Benefits ($) | Total Electric Energy Benefits ($) | Summer Generation, Cleared ($) | Summer Generation, Uncleared ($) | Total Summer Generation ($) | Winter Generation ($) | Electric Capacity DRIPE, Cleared ($) | Electric Capacity DRIPE, Uncleared ($) | Total Electric Capacity DRIPE ($) | Reliability, Cleared ($) | Reliability, Uncleared ($) | Total Reliability ($) | PTF ($) | Local Transmission ($) | Total Transmission ($) | Distribution ($) | Total Electric Capacity Benefits ($) | Total Electric Benefits ($) | NG - Res Non-Heating | NG - Res Hot Water | NG - Res Heating | NG - Res All | NG - C&I Non-Heating | NG - C&I Heating | NG - C&I All | Total Avoided Gas Benefits ($) | Gas Supply DRIPE | Res Non-Heating GECD | Res Hot Water GECD | Res Heating GECD | Res All GECD | C&I Non-Heating GECD | C&I Heating GECD | C&I All GECD | Total Gas DRIPE | Residential | Commercial | Total Gas Environmental Compliance | Total Gas Resource Benefits | Fuel Oil - Res Distillate | Fuel Oil - Com Fuel Oil | Fuel Oil - Industrial Oil | Fuel Oil - Total | Fuel Oil - DRIPE | Fuel Oil Environmental Compliance - Residential Distillate | Fuel Oil Environmental Compliance - Com Fuel Oil | Fuel Oil Environmental Compliance - Industrial Oil | Fuel Oil Environmental Compliance - Total | Total Oil Resource Benefits | Propane | Propane Environmental Compliance Cost | Total Propane | Cord Wood | Wood Pellets | Total Wood | Motor Gasoline | Motor Gasoline DRIPE | Motor Gasoline Environmental Compliance | Total Motor Gasoline | Motor Diesel | Motor Diesel DRIPE | Motor Diesel Environmental Compliance | Total Motor Diesel | Water | Total Other Resource Benefits | Total Resource Benefits | Lifetime per Unit (Net) | One time per Unit (Net) | Lifetime per kWh (Net) | One time per KWh (Total Net) | Lifetime per Therm (Net) | One time per Therm (Net) | Total Non-Energy Impacts | Non-Energy Avoided CO2e Benefits | Total Non-Resource Benefits | Environmental Compliance Cost | Total Benefits | First Year Electric CO2e per MWh Factor (Metric Tons per MWh) | Lifetime Average Electric CO2e per MWh Factor (Metric Tons per MWh) | First Year Total Avoided CO2e (Metric Tons) | Lifetime Total Avoided CO2e (Metric Tons) | 2025 Electric Avoided CO2e (Metric Tons) | 2025 Gas Avoided CO2e (Metric Tons) | 2025 Oil Avoided CO2e (Metric Tons) | 2025 Propane Avoided CO2e (Metric Tons) | 2025 Gasoline Avoided CO2e (Metric Tons) | 2025 Diesel Avoided CO2e (Metric Tons) | 2025 Non-Energy Avoided CO2e (Metric Tons) | 2025 Total Avoided CO2e (Metric Tons) | 2030 Electric Avoided CO2e (Metric Tons) | 2030 Gas Avoided CO2e (Metric Tons) | 2030 Oil Avoided CO2e (Metric Tons) | 2030 Propane Avoided CO2e (Metric Tons) | 2030 Gasoline Avoided CO2e (Metric Tons) | 2030 Diesel Avoided CO2e (Metric Tons) | 2030 Non-Energy Avoided CO2e (Metric Tons) | 2030 Total Avoided CO2e (Metric Tons) | BENEFIT-COST RATIO | Per Unit Benefit | Per Unit Cost | BCR | ADJ BCR
A - Residential | A1 - Residential New Buildings | A1a - Residential New Homes & Renovations | Electrification | RES-BE-RNC | Whole Building - Residential New Construction | HVAC | RNC Heating - All-Electric | EA1a018 | 194 | 25 | $- | $- | $- | -1133.93 | -1133.93 | -28348.25 | -226.786 | -5669.65 | 7.01 | 5.83 | -7949.067 | -165272.342 | -1589.813 | -33054.468 | - | - | -2445.249 | -3224.401 | - | - | -166.28 | - | - | -357.5 | -71.5 | - | - | - | - | - | - | - | - | - | - | - | - | - | - | 11756.4 | 11756.4 | 293910 | 2351.28 | 58782 | - | - | - | - | - | - | - | - | - | - | - | - | - | - | - | - | - | - | 3807.33 | 128637.66 | 761.47 | 25727.53 | - | $- | $- | -165349 | -218294 | $- | -383644 | $- | $- | -19083 | -22095 | $- | -10876 | -52055 | $- | $- | -122604 | -162572 | $- | -285175 | -720874 | $- | $- | $- | $- | $- | $- | $- | $- | $- | $- | $- | $- | $- | $- | $- | -720874 | $- | $- | $- | $- | $- | $- | $- | $- | [8 empty] | $- | $- | $- | $- | $- | $- | $- | $- | $- | $- | $- | $- | $- | $- | $- | 2367570 | 561289 | 2928859 | $- | $- | $- | $- | $- | $- | $- | $- | $- | $- | $- | $- | 2928859 | 2207984 | $- | $- | $- | $- | $- | $- | $- | $- | $- | 276114 | 2207984 | 0.22 | 0.11 | 491.2 | 15349.32 | -211.93 | - | - | 741.48 | - | - | - | 529.54 | -120.76 | - | - | 741.48 | - | - | - | 620.71 | - | bar: 37 to 44
A - Residential | A1 - Residential New Buildings | A1a - Residential New Homes & Renovations | Electrification | RES-BE-RNC | Whole Building - Residential New Construction | Hot Water | RNC Water Heating - All-Electric | EA1a019 | 194 | 15 | $- | $- | $- | -284.598 | -284.598 | -4268.97 | -56.92 | -853.794 | 7.01 | 6.1 | -1995.837 | -26056.437 | -399.167 | -5211.287 | -129.341 | -96.653 | -358.054 | -269.746 | - | - | -14.22 | -21.85 | -4.37 | -59.62 | -11.92 | - | - | - | - | - | - | - | - | - | - | - | - | - | - | 2619 | 2619 | 39285 | 523.8 | 7857 | - | - | - | - | - | - | - | - | - | - | - | - | - | - | - | - | - | - | 623.16 | 13228.56 | 124.63 | 2645.71 | - | -6691 | -4717 | -24423 | -18135 | $- | -53966 | -1088 | -504 | -4657 | -3081 | $- | -2621 | -11951 | -6386 | -5371 | -16632 | -13476 | $- | -41865 | -107783 | -2524 | -887 | -3412 | $- | -1151 | -1182 | -2333 | -29 | -126 | -155 | -6412 | $- | -6412 | -18013 | -30324 | -138107 | $- | $- | $- | $- | $- | $- | $- | $- | [8 empty] | $- | $- | $- | $- | $- | $- | $- | $- | $- | $- | $- | $- | $- | $- | $- | 310380 | 71277 | 381657 | $- | $- | $- | $- | $- | $- | $- | $- | $- | $- | $- | $- | 381657 | 243550 | $- | $- | $- | $- | $- | $- | $- | $- | $- | 29411 | 243550 | 0.22 | 0.14 | 101.78 | 1881.03 | -53.19 | - | - | 165.18 | - | - | - | 111.99 | -30.31 | - | - | 165.18 | - | - | - | 134.87 | - | bar: 37 to 44
A - Residential | A2 - Residential Existing Buildings | A2a - Residential Coordinated Delivery | Electrification | RES-HVAC-HP-C | HVAC - Heat Pump - High Rise | HVAC | Custom - Heat Pumps displacing Oil | EA2a276 | 10 | 15 | 2580000 | 3000000 | -420000 | -400 | -400 | -6000 | -344 | -5160 | 7.05 | 6.17 | -2819.616 | -37004.691 | -2424.87 | -31824.034 | -1258.616 | -1076.502 | -1314.085 | -1510.797 | - | - | - | - | - | - | - | - | - | - | - | - | - | - | - | - | 5000 | 5000 | 75000 | 4300 | 64500 | - | - | - | - | - | - | - | - | - | - | - | - | - | - | - | - | - | - | - | - | - | - | - | 2180.38 | 37995.31 | 1875.13 | 32675.97 | - | -65111 | -52536 | -89635 | -101570 | $- | -308852 | -10587 | -5613 | -17093 | -17255 | $- | -15842 | -66390 | -62141 | -59823 | -61042 | -75476 | $- | -258482 | -633723 | $- | $- | $- | $- | $- | $- | $- | $- | $- | $- | $- | $- | $- | $- | $- | -633723 | $- | $- | $- | $- | $- | $- | $- | $- | [8 empty] | $- | $- | $- | $- | $- | 1593023 | $- | $- | 1593023 | 3168 | 677738 | $- | $- | 677738 | 2273929 | $- | $- | $- | $- | $- | $- | $- | $- | $- | $- | $- | $- | $- | $- | $- | 2273929 | 1640206 | 761 | $- | $- | $- | $- | $- | 761 | $- | 761 | 419257 | 1640967 | 0.22 | 0.14 | 305.14 | 5052.22 | -74.76 | - | 393.95 | - | - | - | - | 319.19 | -42.6 | - | 393.95 | - | - | - | - | 351.35 | 0.64 | bar: 37 to 44
A - Residential | A2 - Residential Existing Buildings | A2a - Residential Coordinated Delivery | Electrification | RES-HVAC-HP-C | HVAC - Heat Pump - High Rise | HVAC | Custom - Heat Pumps displacing Propane | EA2a277 | [20 empty] | - | -
A - Residential | A2 - Residential Existing Buildings | A2c - Residential Retail | Midstream | RES-HVAC-ASHP | HVAC - Air Source Central Heat Pump | HVAC | Midstream - Central Heat Pump, No Integrated Controls | EA2c003 | 1625 | 15 | 2986637 | 162500 | 2824137 | 2491.125 | 2491.125 | 37366.875 | 2192.19 | 32882.85 | 7.07 | 6.24 | 17618.74 | 233086.618 | 15504.491 | 205116.224 | 12882.111 | 10235.726 | 4467.143 | 5297.87 | 2192.19 | 32882.85 | 2570.9 | 1098.27 | 966.47 | 146.83 | 129.21 | - | - | - | - | - | - | - | - | - | - | - | - | - | - | - | - | - | - | - | - | - | - | - | - | - | - | - | - | - | - | - | - | - | - | - | - | - | 17618.74 | 233086.62 | 15504.49 | 205116.22 | - | 666416 | 499532 | 304706 | 356174 | $- | 1826828 | 108359 | 53373 | 58105 | 60507 | $- | 100955 | 381299 | 636019 | 568814 | 207509 | 264669 | $- | 1677012 | 3885138 | 558342 | 196296 | 754638 | $- | 254598 | 261361 | 515960 | 6418 | 27788 | 34205 | 1418308 | $- | 1418308 | 3984477 | 6707587 | 10592726 | $- | $- | $- | $- | $- | $- | $- | $- | [8 empty] | $- | $- | $- | $- | $- | $- | $- | $- | $- | $- | $- | $- | $- | $- | $- | $- | $- | $- | $- | $- | $- | $- | $- | $- | $- | $- | $- | $- | $- | $- | $- | 10592726 | 171598 | $- | $- | $- | $- | $- | 171598 | $- | 171598 | 1677012 | 10764324 | 0.22 | 0.15 | 555.17 | 5572.07 | 465.59 | - | - | - | - | - | - | 465.59 | 265.3 | - | - | - | - | - | - | 265.3 | 3.6 | 6624.1994 | 1837.9305 | 3.6042 | bar: 37 to 44
A - Residential | A2 - Residential Existing Buildings | A2c - Residential Retail | Midstream | RES-HVAC-DMHP | HVAC - Ductless Mini-Split Heat Pump (DMSHP), No Integrated Controls | HVAC | Midstream - MSHP, No Integrated Controls | EA2c004 | 3671 | 18 | 1140204 | 1835250 | -695046 | 2143.572 | 2143.572 | 38584.296 | 1886.343 | 33954.18 | 7.07 | 6.16 | 15160.635 | 237494.225 | 13341.359 | 208994.918 | 13301.813 | 10569.208 | 4612.684 | 5470.476 | 1886.34 | 33954.18 | 2212.22 | 945.04 | 831.64 | 126.34 | 111.18 | - | - | - | - | - | - | - | - | - | - | - | - | - | - | - | - | - | - | - | - | - | - | - | - | - | - | - | - | - | - | - | - | - | - | - | - | - | 15160.63 | 237494.23 | 13341.36 | 208994.92 | - | 693509 | 521202 | 314149 | 369239 | $- | 1898098 | 93242 | 45926 | 49998 | 52065 | $- | 87947 | 329179 | 670402 | 590088 | 217949 | 272657 | $- | 1751096 | 3978373 | 590332 | 209820 | 800152 | $- | 219078 | 224897 | 443975 | 5522 | 23911 | 29433 | 1459959 | $- | 1459959 | 4101488 | 6835007 | 10813380 | $- | $- | $- | $- | $- | $- | $- | $- | [8 empty] | $- | $- | $- | $- | $- | $- | $- | $- | $- | $- | $- | $- | $- | $- | $- | $- | $- | $- | $- | $- | $- | $- | $- | $- | $- | $- | $- | $- | $- | $- | $- | 10813380 | 240699 | $- | $- | $- | $- | $- | 240699 | $- | 240699 | 1751096 | 11054079 | 0.22 | 0.14 | 477.71 | 5515.85 | 400.63 | - | - | - | - | - | - | 400.63 | 228.29 | - | - | - | - | - | - | 228.29 | 9.69 | 3011.1901 | 310.5977 | 9.6948 | bar: 37 to 44
A - Residential | A2 - Residential Existing Buildings | A2c - Residential Retail | Electrification | RES-HVAC-FSHP-P | HVAC - Heat Pump Partially Displacing Existing Furnace | HVAC | Central Heat Pump partially displacing Oil Heat | EA2c266 | 535 | 17 | 6194679 | 2140000 | 4054679 | -2441.026 | -2441.026 | -41497.434 | -2221.333 | -37762.665 | 7.01 | 5.98 | -17109.453 | -248299.04 | -15569.602 | -225952.126 | -415.389 | -339.864 | -16502.285 | -20505.127 | - | - | -851.99 | -53.37 | -48.56 | -633.84 | -576.8 | - | - | - | - | - | - | - | - | - | 26557.49 | 26557.49 | 451477.33 | 24167.32 | 410844.37 | - | - | - | - | - | - | - | - | - | - | - | - | - | - | - | - | - | - | - | - | - | - | - | 9448.04 | 203178.29 | 8597.71 | 184892.25 | - | -21615 | -16714 | -1124974 | -1382984 | $- | -2546287 | -3083 | -1564 | -189396 | -206637 | $- | -103143 | -503822 | -20785 | -18933 | -774705 | -1022087 | $- | -1836511 | -4886620 | -32272 | -11433 | -43705 | $- | -12793 | -13133 | -25926 | -322 | -1396 | -1719 | -80602 | $- | -80602 | -226435 | -378387 | -5265006 | $- | $- | $- | $- | $- | $- | $- | $- | [8 empty] | $- | $- | $- | $- | $- | 10237201 | $- | $- | 10237201 | 20367 | 4361418 | $- | $- | 4361418 | 14618986 | $- | $- | $- | $- | $- | $- | $- | $- | $- | $- | $- | $- | $- | $- | $- | 14618986 | 9353980 | $- | $- | $- | $- | $- | $- | $- | $- | $- | 2524907 | 9353980 | 0.22 | 0.13 | 1553.16 | 30292.19 | -556.6 | - | 2552.81 | - | - | - | - | 1996.21 | -317.16 | - | 2552.81 | - | - | - | - | 2235.64 | 1.51 | 17484.0748 | 11578.8393 | 1.51 | 1.7969 | bar: 37 to 44
A - Residential | A2 - Residential Existing Buildings | A2c - Residential Retail | Electrification | RES-HVAC-FSHP | HVAC - Heat Pump Fully Displacing Existing Furnace | HVAC | Central Heat Pump fully displacing Oil Heat | EA2c272 | 63 | 17 | 926625 | 630000 | 296625 | -631.274 | -631.274 | -10731.663 | -574.46 | -9765.813 | 7.01 | 5.98 | -4423.856 | -64171.731 | -4025.709 | -58396.275 | -39.063 | -29.297 | -4326.255 | -5371.197 | - | - | -234.48 | -5.41 | -4.92 | -167.74 | -152.65 | - | - | - | - | - | - | - | - | - | 5286.51 | 5286.51 | 89870.68 | 4810.72 | 81782.32 | - | - | - | - | - | - | - | - | - | - | - | - | - | - | - | - | - | - | - | - | - | - | - | 862.65 | 25698.94 | 785.02 | 23386.04 | - | -2033 | -1441 | -294924 | -362265 | $- | -660662 | -290 | -135 | -49652 | -54127 | $- | -26674 | -130878 | -1955 | -1632 | -203097 | -267730 | $- | -474414 | -1265954 | -3272 | -1159 | -4431 | $- | -1297 | -1332 | -2629 | -33 | -142 | -174 | -8173 | $- | -8173 | -22959 | -38367 | -1304321 | $- | $- | $- | $- | $- | $- | $- | $- | [8 empty] | $- | $- | $- | $- | $- | 2037808 | $- | $- | 2037808 | 4054 | 868180 | $- | $- | 868180 | 2910042 | $- | $- | $- | $- | $- | $- | $- | $- | $- | $- | $- | $- | $- | $- | $- | 2910042 | 1605722 | $- | $- | $- | $- | $- | $- | $- | $- | $- | 393766 | 1605722 | 0.22 | 0.13 | 277.07 | 5719 | -143.94 | - | 508.16 | - | - | - | - | 364.22 | -82.02 | - | 508.16 | - | - | - | - | 426.14 | 1.73 | 25487.6508 | 14708.3333 | 1.7329 | 1.9407 | bar: 37 to 44
A - Residential | A2 - Residential Existing Buildings | A2c - Residential Retail | Electrification | RES-HVAC-FS-DMSHP-P | HVAC - Heat Pump Partially Displacing Existing Boiler | HVAC | MSHP partially displacing Oil Heat | EA2c268 | 810 | 18 | 8460833 | 3241000 | 5219833 | -3413.376 | -3413.376 | -61440.765 | -3106.172 | -55911.096 | 7.02 | 5.98 | -23947.875 | -367282.246 | -21792.567 | -334226.844 | -2851.466 | -2292.355 | -22643.994 | -28123.281 | - | - | -1047.01 | -179.49 | -163.33 | -793.88 | -722.43 | - | - | - | - | - | - | - | - | - | 36420.17 | 36420.17 | 655563.08 | 33142.36 | 596562.4 | - | - | - | - | - | - | - | - | - | - | - | - | - | - | - | - | - | - | - | - | - | - | - | 12472.3 | 288280.83 | 11349.79 | 262335.56 | - | -148665 | -113043 | -1542180 | -1898227 | $- | -3702115 | -19988 | -9961 | -245446 | -267662 | $- | -144819 | -687876 | -143712 | -127984 | -1069925 | -1401707 | $- | -2743329 | -7133320 | -115941 | -41209 | -157150 | $- | -43027 | -44170 | -87196 | -1085 | -4696 | -5781 | -286735 | $- | -286735 | -805531 | -1342393 | -8475713 | $- | $- | $- | $- | $- | $- | $- | $- | [8 empty] | $- | $- | $- | $- | $- | 14925106 | $- | $- | 14925106 | 29700 | 6365445 | $- | $- | 6365445 | 21320251 | $- | $- | $- | $- | $- | $- | $- | $- | $- | $- | $- | $- | $- | $- | $- | 21320251 | 12844538 | $- | $- | $- | $- | $- | $- | $- | $- | $- | 3622116 | 12844538 | 0.22 | 0.13 | 2114.74 | 43851.28 | -778.31 | - | 3500.85 | - | - | - | - | 2722.53 | -443.5 | - | 3500.85 | - | - | - | - | 3057.35 | 1.52 | 15857.4543 | 10445.4728 | 1.5181 | 1.7542 | bar: 37 to 44
A - Residential | A2 - Residential Existing Buildings | A2c - Residential Retail | Electrification | RES-HVAC-FS-DMSHP | HVAC - Heat Pump Fully Displacing Existing Boiler | HVAC | MSHP fully displacing Oil Heat | EA2c273 | 36 | 18 | 523636 | 360000 | 163636 | -278.295 | -278.295 | -5009.317 | -253.249 | -4558.479 | 7.01 | 5.97 | -1951.485 | -29889.292 | -1775.851 | -27199.256 | -136.754 | -109.403 | -1923.678 | -2388.643 | - | - | -95.66 | -8.3 | -7.56 | -69.48 | -63.23 | - | - | - | - | - | - | - | - | - | 2495.7 | 2495.7 | 44922.66 | 2271.09 | 40879.63 | - | - | - | - | - | - | - | - | - | - | - | - | - | - | - | - | - | - | - | - | - | - | - | 544.22 | 15033.37 | 495.24 | 13680.37 | - | -7130 | -5395 | -131013 | -161225 | $- | -304763 | -959 | -475 | -20851 | -22734 | $- | -11807 | -56826 | -6892 | -6108 | -90893 | -119054 | $- | -222948 | -584537 | -5364 | -1907 | -7271 | $- | -1991 | -2044 | -4034 | -50 | -217 | -267 | -13267 | $- | -13267 | -37270 | -62110 | -646647 | $- | $- | $- | $- | $- | $- | $- | $- | [8 empty] | $- | $- | $- | $- | $- | 1022748 | $- | $- | 1022748 | 2035 | 436194 | $- | $- | 436194 | 1460977 | $- | $- | $- | $- | $- | $- | $- | $- | $- | $- | $- | $- | $- | $- | $- | 1460977 | 814330 | $- | $- | $- | $- | $- | $- | $- | $- | $- | 213247 | 814330 | 0.22 | 0.13 | 135.12 | 2908.41 | -63.46 | - | 239.9 | - | - | - | - | 176.44 | -36.16 | - | 239.9 | - | - | - | - | 203.74 | 1.56 | 22620.2778 | 14545.4444 | 1.5551 | 1.7253 | bar: 37 to 44
A - Residential | A2 - Residential Existing Buildings | A2c - Residential Retail | Electrification | Res-HVAC-FS-DMSHP | HVAC - Heat Pump Fully Displacing Existing Boiler | HVAC | Air-to-Water Heat Pump displacing Oil Heat | EA2c290 | 2 | 17 | 33670 | 15000 | 18670 | -15.29 | -15.29 | -259.927 | -13.914 | -236.533 | 7.01 | 5.98 | -107.148 | -1554.274 | -97.505 | -1414.389 | -0.946 | -0.71 | -104.784 | -130.093 | - | - | -14.83 | 0.3 | 0.27 | -10.67 | -9.71 | - | - | - | - | - | - | - | - | - | 182.6 | 182.6 | 3104.2 | 166.17 | 2824.82 | - | - | - | - | - | - | - | - | - | - | - | - | - | - | - | - | - | - | - | - | - | - | - | 75.45 | 1549.93 | 68.66 | 1410.43 | - | -49 | -35 | -7143 | -8774 | $- | -16002 | -7 | -3 | -1203 | -1311 | $- | -646 | -3170 | -47 | -40 | -4919 | -6485 | $- | -11491 | -30662 | 180 | 64 | 244 | $- | 71 | 73 | 145 | 2 | 8 | 10 | 450 | $- | 450 | 1263 | 2111 | -28551 | $- | $- | $- | $- | $- | $- | $- | $- | [8 empty] | $- | $- | $- | $- | $- | 70387 | $- | $- | 70387 | 140 | 29988 | $- | $- | 29988 | 100515 | $- | $- | $- | $- | $- | $- | $- | $- | $- | $- | $- | $- | $- | $- | $- | 100515 | 71964 | $- | $- | $- | $- | $- | $- | $- | $- | $- | 18497 | 71964 | 0.22 | 0.13 | 11.01 | 211.59 | -3.49 | - | 17.55 | - | - | - | - | 14.07 | -1.99 | - | 17.55 | - | - | - | - | 15.57 | 2.14 | bar: 37 to 44
B - Income Eligible | B1 - Income Eligible Existing Buildings | B1a - Income Eligible Coordinated Delivery | Electrification | IE-HVAC-FSHP-P | HVAC - Heat Pump Partially Displacing Existing Furnace | HVAC | Central Heat Pump partially displacing Oil Heat (Single Family) | EB1a269 | 66 | 17 | 863200 | 863200 | $- | -220.979 | -220.979 | -3756.646 | -220.979 | -3756.646 | 7.01 | 5.98 | -1548.871 | -22477.816 | -1548.871 | -22477.816 | -41.323 | -33.81 | -1641.654 | -2039.859 | - | - | -88.98 | 3.74 | 3.74 | -61.39 | -61.39 | - | - | - | - | - | - | - | - | - | 3119.47 | 3119.47 | 53030.92 | 3119.47 | 53030.92 | - | - | - | - | - | - | - | - | - | - | - | - | - | - | - | - | - | - | - | - | - | - | - | 1570.6 | 30553.11 | 1570.6 | 30553.11 | - | -2150 | -1663 | -111913 | -137580 | $- | -253306 | -307 | -156 | -18841 | -20556 | $- | -10261 | -50120 | -2068 | -1884 | -77068 | -101678 | $- | -182697 | -486123 | 2483 | 880 | 3363 | $- | 984 | 1011 | 1995 | 25 | 107 | 132 | 6202 | $- | 6202 | 17424 | 29117 | -457006 | $- | $- | $- | $- | $- | $- | $- | $- | [8 empty] | $- | $- | $- | $- | $- | 1321396 | $- | $- | 1321396 | 2629 | 562963 | $- | $- | 562963 | 1886988 | $- | $- | $- | $- | $- | $- | $- | $- | $- | $- | $- | $- | $- | $- | $- | 1886988 | 1429982 | $- | $- | -202649 | -1106 | $- | $- | -203755 | $- | -203755 | 380266 | 1226227 | 0.22 | 0.13 | 196.96 | 3700.35 | -45.43 | - | 270.36 | - | - | - | - | 224.93 | -25.89 | - | 270.36 | - | - | - | - | 244.47 | 1.42 | bar: 37 to 44
B - Income Eligible | B1 - Income Eligible Existing Buildings | B1a - Income Eligible Coordinated Delivery | Electrification | IE-HVAC-FSHP-P | HVAC - Heat Pump Partially Displacing Existing Furnace | HVAC | Central Heat Pump partially displacing Propane Heat (Single Family) | EB1a268 | 3 | 17 | 41600 | 41600 | $- | -12.394 | -12.394 | -210.691 | -12.394 | -210.691 | 7.01 | 5.98 | -86.868 | -1260.666 | -86.868 | -1260.666 | -2.318 | -1.896 | -92.072 | -114.405 | - | - | -5.02 | 0.18 | 0.18 | -3.42 | -3.42 | - | - | - | - | - | - | - | - | - | - | - | - | - | - | 172.11 | 172.11 | 2925.82 | 172.11 | 2925.82 | - | - | - | - | - | - | - | - | - | - | - | - | - | - | - | - | - | - | 85.24 | 1665.15 | 85.24 | 1665.15 | - | -121 | -93 | -6277 | -7716 | $- | -14207 | -17 | -9 | -1057 | -1153 | $- | -575 | -2811 | -116 | -106 | -4322 | -5703 | $- | -10247 | -27264 | 120 | 43 | 163 | $- | 48 | 49 | 97 | 1 | 5 | 6 | 300 | $- | 300 | 843 | 1409 | -25855 | $- | $- | $- | $- | $- | $- | $- | $- | [8 empty] | $- | $- | $- | $- | $- | $- | $- | $- | $- | $- | $- | $- | $- | $- | $- | 116132 | 26816 | 142947 | $- | $- | $- | $- | $- | $- | $- | $- | $- | $- | $- | $- | 142947 | 117092 | $- | $- | -11366 | -62 | $- | $- | -11428 | $- | -11428 | 16569 | 105665 | 0.22 | 0.13 | 8.12 | 157.73 | -2.55 | - | - | 11.94 | - | - | - | 9.39 | -1.45 | - | - | 11.94 | - | - | - | 10.49 | 2.54 | bar: 37 to 44
B - Income Eligible | B1 - Income Eligible Existing Buildings | B1a - Income Eligible Coordinated Delivery | Electrification | IE-HVAC-FSHP | HVAC - Heat Pump Fully Displacing Existing Furnace | HVAC | Central Heat Pump fully displacing Oil Heat (Single Family) | EB1a273 | 275 | 17 | 8250000 | 8250000 | $- | -2320.175 | -2320.175 | -39442.975 | -2320.175 | -39442.975 | 7.01 | 5.98 | -16259.368 | -235855.715 | -16259.368 | -235855.715 | -157.772 | -118.329 | -17473.238 | -21693.636 | - | - | -969.64 | 17.71 | 17.71 | -634.5 | -634.5 | - | - | - | - | - | - | - | - | - | 23076.04 | 23076.04 | 392292.63 | 23076.04 | 392292.63 | - | - | - | - | - | - | - | - | - | - | - | - | - | - | - | - | - | - | - | - | - | - | - | 6816.67 | 156436.92 | 6816.67 | 156436.92 | - | -8210 | -5819 | -1191164 | -1463144 | $- | -2668338 | -1171 | -544 | -200539 | -218614 | $- | -107732 | -528600 | -7895 | -6592 | -820287 | -1081329 | $- | -1916102 | -5113040 | 11769 | 4170 | 15939 | $- | 4666 | 4789 | 9455 | 118 | 509 | 627 | 29395 | $- | 29395 | 82579 | 137994 | -4975046 | $- | $- | $- | $- | $- | $- | $- | $- | [8 empty] | $- | $- | $- | $- | $- | 9774939 | $- | $- | 9774939 | 19448 | 4164477 | $- | $- | 4164477 | 13958864 | $- | $- | $- | $- | $- | $- | $- | $- | $- | $- | $- | $- | $- | $- | $- | 13958864 | 8983818 | $- | $- | -2127713 | -11613 | $- | $- | -2139326 | $- | -2139326 | 2248375 | 6844492 | 0.22 | 0.13 | 1305.62 | 25903.18 | -477 | - | 1999.98 | - | - | - | - | 1522.97 | -271.81 | - | 1999.98 | - | - | - | - | 1728.17 | 0.83 | bar: 37 to 44
B - Income Eligible | B1 - Income Eligible Existing Buildings | B1a - Income Eligible Coordinated Delivery | Electrification | IE-HVAC-FSHP | HVAC - Heat Pump Fully Displacing Existing Furnace | HVAC | Central Heat Pump fully displacing Propane Heat (Single Family) | EB1a272 | 7 | 17 | 210000 | 210000 | $- | -59.059 | -59.059 | -1004.003 | -59.059 | -1004.003 | 7.01 | 5.98 | -413.875 | -6003.6 | -413.875 | -6003.6 | -4.016 | -3.012 | -444.773 | -552.202 | - | - | -24.68 | 0.45 | 0.45 | -16.15 | -16.15 | - | - | - | - | - | - | - | - | - | - | - | - | - | - | 587.39 | 587.39 | 9985.63 | 587.39 | 9985.63 | - | - | - | - | - | - | - | - | - | - | - | - | - | - | - | - | - | - | 173.52 | 3982.03 | 173.52 | 3982.03 | - | -209 | -148 | -30321 | -37244 | $- | -67921 | -30 | -14 | -5105 | -5565 | $- | -2742 | -13455 | -201 | -168 | -20880 | -27525 | $- | -48774 | -130150 | 300 | 106 | 406 | $- | 119 | 122 | 241 | 3 | 13 | 16 | 748 | $- | 748 | 2102 | 3513 | -126638 | $- | $- | $- | $- | $- | $- | $- | $- | [8 empty] | $- | $- | $- | $- | $- | $- | $- | $- | $- | $- | $- | $- | $- | $- | $- | 396349 | 91520 | 487869 | $- | $- | $- | $- | $- | $- | $- | $- | $- | $- | $- | $- | 487869 | 361231 | $- | $- | -54160 | -296 | $- | $- | -54456 | $- | -54456 | 42746 | 306776 | 0.22 | 0.13 | 24 | 502.38 | -12.14 | - | - | 40.75 | - | - | - | 28.61 | -6.92 | - | - | 40.75 | - | - | - | 33.83 | 1.46 | bar: 37 to 44
B - Income Eligible | B1 - Income Eligible Existing Buildings | B1a - Income Eligible Coordinated Delivery | Electrification | IE-HVAC-FS-DMSHP-P | HVAC - Heat Pump Partially Displacing Existing Boiler | HVAC | MSHP partially displacing Oil Heat (Single Family) | EB1a271 | 200 | 18 | 3600000 | 3600000 | $- | -556.8 | -556.8 | -10022.4 | -556.8 | -10022.4 | 7.02 | 5.98 | -3906.449 | -59912.171 | -3906.449 | -59912.171 | -511.142 | -410.918 | -4059.072 | -5041.267 | - | - | -178 | -26.88 | -26.88 | -128.87 | -128.87 | - | - | - | - | - | - | - | - | - | 8852.06 | 8852.06 | 159337.09 | 8852.06 | 159337.09 | - | - | - | - | - | - | - | - | - | - | - | - | - | - | - | - | - | - | - | - | - | - | - | 4945.61 | 99424.92 | 4945.61 | 99424.92 | - | -26649 | -20264 | -276445 | -340269 | $- | -663626 | -3583 | -1786 | -43998 | -47980 | $- | -25960 | -123306 | -25761 | -22942 | -191791 | -251264 | $- | -491758 | -1278691 | -19079 | -6781 | -25860 | $- | -7080 | -7269 | -14349 | -178 | -773 | -951 | -47185 | $- | -47185 | -132558 | -220904 | -1499594 | $- | $- | $- | $- | $- | $- | $- | $- | [8 empty] | $- | $- | $- | $- | $- | 3986378 | $- | $- | 3986378 | 7933 | 1700160 | $- | $- | 1700160 | 5694470 | $- | $- | $- | $- | $- | $- | $- | $- | $- | $- | $- | $- | $- | $- | $- | 5694470 | 4194876 | $- | $- | -540087 | -2787 | $- | $- | -542874 | $- | -542874 | 1208402 | 3652002 | 0.22 | 0.13 | 574.33 | 11281.72 | -114.47 | - | 767.2 | - | - | - | - | 652.73 | -65.23 | - | 767.2 | - | - | - | - | 701.97 | 1.01 | bar: 37 to 44
B - Income Eligible | B1 - Income Eligible Existing Buildings | B1a - Income Eligible Coordinated Delivery | Electrification | IE-HVAC-FS-DMSHP-P | HVAC - Heat Pump Partially Displacing Existing Boiler | HVAC | MSHP partially displacing Propane Heat (Single Family) | EB1a270 | [20 empty] | - | -
B - Income Eligible | B1 - Income Eligible Existing Buildings | B1a - Income Eligible Coordinated Delivery | Electrification | IE-HVAC-FS-DMSHP | HVAC - Heat Pump Fully Displacing Existing Boiler | HVAC | MSHP fully displacing Oil Heat (Single Family) | EB1a286 | [20 empty] | - | -
B - Income Eligible | B1 - Income Eligible Existing Buildings | B1a - Income Eligible Coordinated Delivery | Electrification | IE-HVAC-FS-DMSHP | HVAC - Heat Pump Fully Displacing Existing Boiler | HVAC | MSHP fully displacing Propane Heat (Single Family) | EB1a287 | [20 empty] | - | -
B - Income Eligible | B1 - Income Eligible Existing Buildings | B1a - Income Eligible Coordinated Delivery | Electrification | IE-HVAC-FS-DMSHP | HVAC - Heat Pump Fully Displacing Existing Boiler | Hot Water | Heat Pump Water Heater displacing Oil (Single Family) | EB1a281 | 130 | 13 | 351000 | 351000 | $- | -147.94 | -147.94 | -1923.22 | -147.94 | -1923.22 | 7.01 | 6.18 | -1037.478 | -11878.488 | -1037.478 | -11878.488 | -291.348 | -217.717 | -806.537 | -607.618 | - | - | -36.95 | -11.36 | -11.36 | -30.99 | -30.99 | - | - | - | - | - | - | - | - | - | 2262 | 2262 | 29406 | 2262 | 29406 | - | - | - | - | - | - | - | - | - | - | - | - | - | - | - | - | - | - | - | - | - | - | - | 1224.52 | 17527.51 | 1224.52 | 17527.51 | - | -14901 | -10476 | -54832 | -40530 | $- | -120739 | -2828 | -1310 | -12105 | -8007 | $- | -6757 | -31006 | -14218 | -12111 | -37230 | -30539 | $- | -94097 | -245842 | -5630 | -1960 | -7590 | $- | -2992 | -3071 | -6063 | -75 | -327 | -402 | -14473 | $- | -14473 | -40661 | -69188 | -315030 | $- | $- | $- | $- | $- | $- | $- | $- | [8 empty] | $- | $- | $- | $- | $- | 718869 | $- | $- | 718869 | 1428 | 305830 | $- | $- | 305830 | 1026127 | $- | $- | $- | $- | $- | $- | $- | $- | $- | $- | $- | $- | $- | $- | $- | 1026127 | 711096 | 7751 | $- | -104178 | -740 | $- | $- | -97167 | $- | -97167 | 211733 | 613929 | 0.22 | 0.15 | 145.27 | 2036.74 | -27.65 | - | 178.22 | - | - | - | - | 150.57 | -15.76 | - | 178.22 | - | - | - | - | 162.47 | 1.75 | bar: 37 to 44
B - Income Eligible | B1 - Income Eligible Existing Buildings | B1a - Income Eligible Coordinated Delivery | Electrification | IE-HVAC-FS-DMSHP | HVAC - Heat Pump Fully Displacing Existing Boiler | Hot Water | Heat Pump Water Heater displacing Propane (Single Family) | EB1a282 | 20 | 13 | 54000 | 54000 | $- | -16.62 | -16.62 | -216.06 | -16.62 | -216.06 | 7.01 | 6.18 | -116.553 | -1334.463 | -116.553 | -1334.463 | -32.731 | -24.459 | -90.609 | -68.262 | - | - | -4.15 | -1.28 | -1.28 | -3.48 | -3.48 | - | - | - | - | - | - | - | - | - | - | - | - | - | - | 328 | 328 | 4264 | 328 | 4264 | - | - | - | - | - | - | - | - | - | - | - | - | - | - | - | - | - | - | 211.45 | 2929.54 | 211.45 | 2929.54 | - | -1674 | -1177 | -6160 | -4553 | $- | -13564 | -318 | -147 | -1360 | -900 | $- | -759 | -3483 | -1597 | -1361 | -4182 | -3431 | $- | -10571 | -27619 | -632 | -220 | -853 | $- | -336 | -345 | -681 | -8 | -37 | -45 | -1626 | $- | -1626 | -4568 | -7773 | -35391 | $- | $- | $- | $- | $- | $- | $- | $- | [8 empty] | $- | $- | $- | $- | $- | $- | $- | $- | $- | $- | $- | $- | $- | $- | $- | 167502 | 38287 | 205789 | $- | $- | $- | $- | $- | $- | $- | $- | $- | $- | $- | $- | 205789 | 170397 | 1193 | $- | -11704 | -83 | $- | $- | -10594 | $- | -10594 | 27716 | 159803 | 0.22 | 0.15 | 16.98 | 237.46 | -3.11 | - | - | 20.69 | - | - | - | 17.58 | -1.77 | - | - | 20.69 | - | - | - | 18.92 | 2.96 | bar: 37 to 44
B - Income Eligible | B1 - Income Eligible Existing Buildings | B1a - Income Eligible Coordinated Delivery | Electrification | IE-HVAC-FS-DMSHP | HVAC - Heat Pump Fully Displacing Existing Boiler | Hot Water | Heat Pump Water Heater displacing Oil (Multifamily) | EB1a284 | [20 empty] | - | -
B - Income Eligible | B1 - Income Eligible Existing Buildings | B1a - Income Eligible Coordinated Delivery | Electrification | IE-HVAC-FS-DMSHP | HVAC - Heat Pump Fully Displacing Existing Boiler | Hot Water | Heat Pump Water Heater displacing Propane (Multifamily) | EB1a285 | [20 empty] | - | -
B - Income Eligible | B1 - Income Eligible Existing Buildings | B1a - Income Eligible Coordinated Delivery | Electrification | IE-HVAC-HP-C | HVAC - Heat Pump - IE Multi-Family | HVAC | Custom - Heat Pumps displacing Oil (Multifamily) | EB1a275 | 82 | 15 | 1230000 | 1230000 | $- | -437.577 | -437.577 | -6563.649 | -437.577 | -6563.649 | 7.05 | 6.17 | -3084.495 | -40480.967 | -3084.495 | -40480.967 | -1600.991 | -1369.337 | -1671.549 | -1921.772 | - | - | -306.3 | -113.33 | -113.33 | -67.39 | -67.39 | - | - | - | - | - | - | - | - | - | 6042.99 | 6042.99 | 90644.85 | 6042.99 | 90644.85 | - | - | - | - | - | - | - | - | - | - | - | - | - | - | - | - | - | - | - | - | - | - | - | 2958.5 | 50163.88 | 2958.5 | 50163.88 | - | -82822 | -66827 | -114017 | -129200 | $- | -392867 | -13467 | -7140 | -21742 | -21948 | $- | -20151 | -84449 | -79045 | -76096 | -77647 | -96007 | $- | -328795 | -806111 | -65473 | -23018 | -88492 | $- | -29855 | -30648 | -60503 | -753 | -3259 | -4011 | -166316 | $- | -166316 | -467235 | -786557 | -1592668 | $- | $- | $- | $- | $- | $- | $- | $- | [8 empty] | $- | $- | $- | $- | $- | 2238749 | $- | $- | 2238749 | 4451 | 952457 | $- | $- | 952457 | 3195658 | $- | $- | $- | $- | $- | $- | $- | $- | $- | $- | $- | $- | $- | $- | $- | 3195658 | 1602990 | 1014797 | $- | -354806 | -2190 | $- | $- | 657801 | $- | 657801 | 623662 | 2260791 | 0.22 | 0.14 | 378.97 | 6204.37 | -89.96 | - | 523.74 | - | - | - | - | 433.78 | -51.26 | - | 523.74 | - | - | - | - | 472.48 | 1.84 | bar: 37 to 44
B - Income Eligible | B1 - Income Eligible Existing Buildings | B1a - Income Eligible Coordinated Delivery | Electrification | IE-HVAC-HP-C | HVAC - Heat Pump - IE Multi-Family | HVAC | Custom - Heat Pumps displacing Propane (Multifamily) | EB1a276 | [20 empty] | - | -
C - Commercial & Industrial | C2 - C&I Existing Buildings | C2a - C&I Existing Building Retrofit | Electrification | COM-CM-CMLCI | Custom - Large C&I | HVAC | Custom - HVAC (Electrification) | EC2a115 | 30 | 15 | 3786750 | 2970000 | 816750 | -574.2 | -574.2 | -8613 | -585.684 | -8785.26 | 7.04 | 6.19 | -4042.769 | -53302.037 | -4123.625 | -54368.078 | -3066.056 | -1941.542 | -2319.309 | -1458.353 | - | - | -158.13 | 77.52 | 79.07 | -155.03 | -158.13 | - | - | - | - | - | - | - | - | - | 7260 | 7260 | 108900 | 7405.2 | 111078 | - | - | - | - | - | - | - | - | - | - | - | - | - | - | - | - | - | - | - | - | - | - | - | 3217.23 | 55597.96 | 3281.58 | 56709.92 | - | -158613 | -94753 | -158201 | -98045 | $- | -509611 | -25791 | -10124 | -30168 | -16656 | $- | -26972 | -109710 | -151378 | -107894 | -107737 | -72856 | $- | -439866 | -1059187 | 45678 | 16059 | 61737 | $- | 20829 | 21382 | 42211 | 525 | 2273 | 2798 | 116032 | $- | 116032 | 325970 | 548748 | -510439 | $- | $- | $- | $- | $- | $- | $- | $- | [8 empty] | $- | $- | $- | $- | $- | $- | 2477472 | $- | 2477472 | 5455 | $- | 1170690 | $- | 1170690 | 3653616 | $- | $- | $- | $- | $- | $- | $- | $- | $- | $- | $- | $- | $- | $- | $- | 3653616 | 3143178 | $- | $- | 1219186 | $- | $- | $- | 1219186 | $- | 1219186 | 730824 | 4362364 | 0.22 | 0.15 | 443.33 | 7307.95 | -118.05 | - | 629.22 | - | - | - | - | 511.17 | -67.27 | - | 629.22 | - | - | - | - | 561.95 | 1.15 | bar: 37 to 44
C - Commercial & Industrial | C2 - C&I Existing Buildings | C2a - C&I Existing Building Retrofit | Electrification | COM-CM-CMLCI | Custom - Large C&I | HVAC | Custom - Electrification Other | EC2a163 | [20 empty] | - | -
C - Commercial & Industrial | C2 - C&I Existing Buildings | C2b - C&I New & Replacement Equipment | Electrification | COM-HVAC-XXZ | HVAC - Ducted Heat Pump Displacing Oil/Propane Heating | HVAC | Ducted Heat Pump displacing Oil Heating | EC2b104 | 35 | 17 | 502200 | 420000 | 82200 | -111.3 | -111.3 | -1892.1 | -93.158 | -1583.688 | 7.04 | 6.13 | -783.63 | -11598.753 | -655.898 | -9708.156 | -552.707 | -349.995 | -418.094 | -262.892 | - | - | -25.15 | 6.61 | 5.53 | -9.02 | -7.55 | - | - | - | - | - | - | - | - | - | 1638 | 1638 | 27846 | 1371.01 | 23307.1 | - | - | - | - | - | - | - | - | - | - | - | - | - | - | - | - | - | - | - | - | - | - | - | 854.37 | 16247.25 | 715.11 | 13598.95 | - | -28760 | -17213 | -28502 | -17731 | $- | -92205 | -4102 | -1610 | -4798 | -2649 | $- | -4326 | -17486 | -27657 | -19498 | -19628 | -13104 | $- | -79886 | -189577 | 3677 | 1303 | 4980 | $- | 1458 | 1496 | 2954 | 37 | 159 | 196 | 9184 | $- | 9184 | 25801 | 43116 | -146461 | $- | $- | $- | $- | $- | $- | $- | $- | [8 empty] | $- | $- | $- | $- | $- | $- | 523673 | $- | 523673 | 1155 | $- | 248170 | $- | 248170 | 772999 | $- | $- | $- | $- | $- | $- | $- | $- | $- | $- | $- | $- | $- | $- | $- | 772999 | 626537 | $- | $- | 268580 | $- | $- | $- | 268580 | $- | 268580 | 168285 | 895117 | 0.22 | 0.14 | 104.11 | 1923.21 | -25.38 | - | 157.45 | - | - | - | - | 132.07 | -14.46 | - | 157.45 | - | - | - | - | 142.99 | 1.78 | bar: 37 to 44
C - Commercial & Industrial | C2 - C&I Existing Buildings | C2b - C&I New & Replacement Equipment | Electrification | COM-HVAC-XXK | HVAC - Ductless Heat Pump Displacing Oil/Propane Heating | HVAC | Ductless Heat Pump displacing Oil Heating | EC2b105 | 75 | 17 | 1076143 | 900000 | 176143 | -287.1 | -287.1 | -4880.7 | -240.303 | -4085.146 | 7.04 | 6.13 | -2021.385 | -29919.155 | -1691.899 | -25042.332 | -1425.716 | -902.817 | -1078.479 | -678.134 | - | - | -64.88 | 24.03 | 20.11 | -23.26 | -19.46 | - | - | - | - | - | - | - | - | - | 4500 | 4500 | 76500 | 3766.5 | 64030.5 | - | - | - | - | - | - | - | - | - | - | - | - | - | - | - | - | - | - | - | - | - | - | - | 2478.62 | 46580.85 | 2074.6 | 38988.17 | - | -74186 | -44400 | -73521 | -45737 | $- | -237845 | -10582 | -4154 | -12378 | -6834 | $- | -11158 | -45105 | -71341 | -50295 | -50630 | -33802 | $- | -206067 | -489016 | 13366 | 4735 | 18101 | $- | 5298 | 5439 | 10738 | 134 | 578 | 712 | 33383 | $- | 33383 | 93782 | 156715 | -332301 | $- | $- | $- | $- | $- | $- | $- | $- | [8 empty] | $- | $- | $- | $- | $- | $- | 1438661 | $- | 1438661 | 3174 | $- | 681787 | $- | 681787 | 2123622 | $- | $- | $- | $- | $- | $- | $- | $- | $- | $- | $- | $- | $- | $- | $- | 2123622 | 1791321 | $- | $- | 751454 | $- | $- | $- | 751454 | $- | 751454 | 475720 | 2542775 | 0.22 | 0.14 | 290.21 | 5328.97 | -65.46 | - | 432.56 | - | - | - | - | 367.09 | -37.3 | - | 432.56 | - | - | - | - | 395.25 | 2.36 | bar: 37 to 44
C - Commercial & Industrial | C2 - C&I Existing Buildings | C2b - C&I New & Replacement Equipment | Electrification | COM-HVAC-XXZ | HVAC - Ducted Heat Pump Displacing Oil/Propane Heating | HVAC | Ducted Heat Pump displacing Propane Heating | EC2b106 | 5 | 17 | 71743 | 60000 | 11743 | -15.9 | -15.9 | -270.3 | -13.308 | -226.241 | 7.04 | 6.13 | -111.947 | -1656.965 | -93.7 | -1386.879 | -78.958 | -49.999 | -59.728 | -37.556 | - | - | -3.59 | 0.73 | 0.61 | -1.29 | -1.08 | - | - | - | - | - | - | - | - | - | - | - | - | - | - | 234 | 234 | 3978 | 195.86 | 3329.59 | - | - | - | - | - | - | - | - | - | - | - | - | - | - | - | - | - | - | 122.05 | 2321.04 | 102.16 | 1942.71 | - | -4109 | -2459 | -4072 | -2533 | $- | -13172 | -586 | -230 | -685 | -378 | $- | -618 | -2498 | -3951 | -2785 | -2804 | -1872 | $- | -11412 | -27082 | 406 | 144 | 550 | $- | 161 | 165 | 326 | 4 | 18 | 22 | 1014 | $- | 1014 | 2848 | 4760 | -22323 | $- | $- | $- | $- | $- | $- | $- | $- | [8 empty] | $- | $- | $- | $- | $- | $- | $- | $- | $- | $- | $- | $- | $- | $- | $- | 132158 | 30516 | 162674 | $- | $- | $- | $- | $- | $- | $- | $- | $- | $- | $- | $- | 162674 | 140351 | $- | $- | 38369 | $- | $- | $- | 38369 | $- | 38369 | 19104 | 178720 | 0.22 | 0.14 | 11.19 | 212.21 | -3.63 | - | - | 18.01 | - | - | - | 14.38 | -2.07 | - | - | 18.01 | - | - | - | 15.94 | 2.49 | bar: 37 to 44
C - Commercial & Industrial | C2 - C&I Existing Buildings | C2b - C&I New & Replacement Equipment | Electrification | COM-HVAC-XXK | HVAC - Ductless Heat Pump Displacing Oil/Propane Heating | HVAC | Ductless Heat Pump displacing Propane Heating | EC2b107 | 5 | 17 | 71743 | 60000 | 11743 | -19.14 | -19.14 | -325.38 | -16.02 | -272.343 | 7.04 | 6.13 | -134.759 | -1994.61 | -112.793 | -1669.489 | -95.048 | -60.188 | -71.899 | -45.209 | - | - | -4.33 | 1.4 | 1.17 | -1.55 | -1.3 | - | - | - | - | - | - | - | - | - | - | - | - | - | - | 300 | 300 | 5100 | 251.1 | 4268.7 | - | - | - | - | - | - | - | - | - | - | - | - | - | - | - | - | - | - | 165.24 | 3105.39 | 138.31 | 2599.21 | - | -4946 | -2960 | -4901 | -3049 | $- | -15856 | -705 | -277 | -825 | -456 | $- | -744 | -3007 | -4756 | -3353 | -3375 | -2253 | $- | -13738 | -32601 | 776 | 275 | 1051 | $- | 308 | 316 | 623 | 8 | 34 | 41 | 1938 | $- | 1938 | 5445 | 9100 | -23501 | $- | $- | $- | $- | $- | $- | $- | $- | [8 empty] | $- | $- | $- | $- | $- | $- | $- | $- | $- | $- | $- | $- | $- | $- | $- | 169433 | 39123 | 208556 | $- | $- | $- | $- | $- | $- | $- | $- | $- | $- | $- | $- | 208556 | 185055 | $- | $- | 50097 | $- | $- | $- | 50097 | $- | 50097 | 25385 | 235152 | 0.22 | 0.14 | 14.63 | 275.09 | -4.36 | - | - | 23.08 | - | - | - | 18.72 | -2.49 | - | - | 23.08 | - | - | - | 20.6 | 3.28 | bar: 37 to 44
C - Commercial & Industrial | C2 - C&I Existing Buildings | C2b - C&I New & Replacement Equipment | Electrification | COM-HVAC-FS | HVAC - Heat Pump - Electrification | HVAC | Ducted Heat Pump replacing Oil Heating | EC2b115 | 5 | 17 | 89679 | 75000 | 14679 | -44.875 | -44.875 | -762.875 | -37.56 | -638.526 | 7.04 | 6.13 | -315.951 | -4676.496 | -264.451 | -3914.227 | -222.846 | -141.114 | -168.571 | -105.995 | - | - | -10.14 | 2.67 | 2.23 | -3.63 | -3.04 | - | - | - | - | - | - | - | - | - | 447.5 | 447.5 | 7607.5 | 374.56 | 6367.48 | - | - | - | - | - | - | - | - | - | - | - | - | - | - | - | - | - | - | - | - | - | - | - | 131.55 | 2931 | 110.11 | 2453.25 | - | -11596 | -6940 | -11492 | -7149 | $- | -37176 | -1654 | -649 | -1935 | -1068 | $- | -1744 | -7050 | -11151 | -7861 | -7914 | -5283 | $- | -32209 | -76435 | 1483 | 525 | 2008 | $- | 588 | 603 | 1191 | 15 | 64 | 79 | 3703 | $- | 3703 | 10403 | 17384 | -59052 | $- | $- | $- | $- | $- | $- | $- | $- | [8 empty] | $- | $- | $- | $- | $- | $- | 143067 | $- | 143067 | 316 | $- | 67800 | $- | 67800 | 211182 | $- | $- | $- | $- | $- | $- | $- | $- | $- | $- | $- | $- | $- | $- | $- | 211182 | 152131 | $- | $- | 62838 | $- | $- | $- | 62838 | $- | 62838 | 35591 | 214969 | 0.22 | 0.14 | 25.2 | 490.22 | -10.23 | - | 43.02 | - | - | - | - | 32.78 | -5.83 | - | 43.02 | - | - | - | - | 37.18 | 2.4 | bar: 37 to 44
C - Commercial & Industrial | C2 - C&I Existing Buildings | C2b - C&I New & Replacement Equipment | Electrification | COM-HVAC-FS | HVAC - Heat Pump - Electrification | HVAC | Ductless Heat Pump replacing Oil Heating | EC2b116 | 1 | 17 | 17936 | 15000 | 2936 | -7.54 | -7.54 | -128.18 | -6.311 | -107.287 | 7.04 | 6.13 | -53.087 | -785.756 | -44.434 | -657.677 | -37.443 | -23.71 | -28.324 | -17.81 | - | - | -1.7 | 0.63 | 0.53 | -0.61 | -0.51 | - | - | - | - | - | - | - | - | - | 89.5 | 89.5 | 1521.5 | 74.91 | 1273.5 | - | - | - | - | - | - | - | - | - | - | - | - | - | - | - | - | - | - | - | - | - | - | - | 36.41 | 735.74 | 30.48 | 615.82 | - | -1948 | -1166 | -1931 | -1201 | $- | -6246 | -278 | -109 | -325 | -179 | $- | -293 | -1185 | -1874 | -1321 | -1330 | -888 | $- | -5412 | -12843 | 351 | 124 | 475 | $- | 139 | 143 | 282 | 4 | 15 | 19 | 877 | $- | 877 | 2463 | 4116 | -8727 | $- | $- | $- | $- | $- | $- | $- | $- | [8 empty] | $- | $- | $- | $- | $- | $- | 28613 | $- | 28613 | 63 | $- | 13560 | $- | 13560 | 42236 | $- | $- | $- | $- | $- | $- | $- | $- | $- | $- | $- | $- | $- | $- | $- | 42236 | 33509 | $- | $- | 13613 | $- | $- | $- | 13613 | $- | 13613 | 8148 | 47122 | 0.22 | 0.14 | 5.36 | 101.54 | -1.72 | - | 8.6 | - | - | - | - | 6.88 | -0.98 | - | 8.6 | - | - | - | - | 7.62 | 2.63 | bar: 37 to 44
C - Commercial & Industrial | C2 - C&I Existing Buildings | C2b - C&I New & Replacement Equipment | Electrification | COM-HVAC-FS | HVAC - Heat Pump - Electrification | HVAC | Ducted Heat Pump replacing Propane Heating | EC2b117 | 1 | 17 | 17936 | 15000 | 2936 | -8.975 | -8.975 | -152.575 | -7.512 | -127.705 | 7.04 | 6.13 | -63.19 | -935.299 | -52.89 | -782.845 | -44.569 | -28.223 | -33.714 | -21.199 | - | - | -2.03 | 0.41 | 0.34 | -0.73 | -0.61 | - | - | - | - | - | - | - | - | - | - | - | - | - | - | 89.5 | 89.5 | 1521.5 | 74.91 | 1273.5 | - | - | - | - | - | - | - | - | - | - | - | - | - | - | - | - | - | - | 26.31 | 586.2 | 22.02 | 490.65 | - | -2319 | -1388 | -2298 | -1430 | $- | -7435 | -331 | -130 | -387 | -214 | $- | -349 | -1410 | -2230 | -1572 | -1583 | -1057 | $- | -6442 | -15287 | 229 | 81 | 310 | $- | 91 | 93 | 184 | 2 | 10 | 12 | 572 | $- | 572 | 1608 | 2687 | -12600 | $- | $- | $- | $- | $- | $- | $- | $- | [8 empty] | $- | $- | $- | $- | $- | $- | $- | $- | $- | $- | $- | $- | $- | $- | $- | 50548 | 11672 | 62219 | $- | $- | $- | $- | $- | $- | $- | $- | $- | $- | $- | $- | 62219 | 49619 | $- | $- | 12568 | $- | $- | $- | 12568 | $- | 12568 | 5230 | 62186 | 0.22 | 0.14 | 3.63 | 74.13 | -2.05 | - | - | 6.89 | - | - | - | 4.84 | -1.17 | - | - | 6.89 | - | - | - | 5.72 | 3.47 | bar: 37 to 44
C - Commercial & Industrial | C2 - C&I Existing Buildings | C2b - C&I New & Replacement Equipment | Electrification | COM-HVAC-FS | HVAC - Heat Pump - Electrification | HVAC | Ductless Heat Pump replacing Propane Heating | EC2b118 | 1 | 17 | 17936 | 15000 | 2936 | -7.54 | -7.54 | -128.18 | -6.311 | -107.287 | 7.04 | 6.13 | -53.087 | -785.756 | -44.434 | -657.677 | -37.443 | -23.71 | -28.324 | -17.81 | - | - | -1.7 | 0.55 | 0.46 | -0.61 | -0.51 | - | - | - | - | - | - | - | - | - | - | - | - | - | - | 89.5 | 89.5 | 1521.5 | 74.91 | 1273.5 | - | - | - | - | - | - | - | - | - | - | - | - | - | - | - | - | - | - | 36.41 | 735.74 | 30.48 | 615.82 | - | -1948 | -1166 | -1931 | -1201 | $- | -6246 | -278 | -109 | -325 | -179 | $- | -293 | -1185 | -1874 | -1321 | -1330 | -888 | $- | -5412 | -12843 | 306 | 108 | 414 | $- | 121 | 124 | 246 | 3 | 13 | 16 | 764 | $- | 764 | 2145 | 3585 | -9258 | $- | $- | $- | $- | $- | $- | $- | $- | [8 empty] | $- | $- | $- | $- | $- | $- | $- | $- | $- | $- | $- | $- | $- | $- | $- | 50548 | 11672 | 62219 | $- | $- | $- | $- | $- | $- | $- | $- | $- | $- | $- | $- | 62219 | 52961 | $- | $- | 13613 | $- | $- | $- | 13613 | $- | 13613 | 6260 | 66574 | 0.22 | 0.14 | 3.95 | 77.62 | -1.72 | - | - | 6.89 | - | - | - | 5.17 | -0.98 | - | - | 6.89 | - | - | - | 5.91 | 3.71 | bar: 37 to 44
C - Commercial & Industrial | C2 - C&I Existing Buildings | C2b - C&I New & Replacement Equipment | Electrification | COM-CM-ELEC | Custom - Small Equipment Electrification | Process | Electric Lawnmower | EC2b119 | 43 | 7 | 206400 | 150500 | 55900 | -409.962 | -409.962 | -2869.734 | -409.962 | -2869.734 | 7.09 | 6.6 | -2905.062 | -18949.715 | -2905.062 | -18949.715 | -1565.328 | -1096.732 | -139.301 | -68.373 | - | - | -431.65 | -237.41 | -237.41 | - | - | - | - | - | - | - | - | - | - | - | - | - | - | - | - | - | - | - | - | - | - | - | - | - | 4661.2 | 32628.4 | 4661.2 | 32628.4 | - | - | - | - | - | - | - | - | - | - | 1756.14 | 13678.68 | 1756.14 | 13678.68 | - | -73835 | -48398 | -9140 | -4331 | $- | -135704 | -19388 | -8380 | -2742 | -1169 | $- | -16852 | -48531 | -75685 | -64063 | -6621 | -3616 | $- | -149984 | -334219 | -56673 | -21302 | -77975 | $- | -62541 | -32047 | -94588 | -1576 | -6416 | -7992 | -163939 | $- | -163939 | -460556 | -805050 | -1139269 | $- | $- | $- | $- | $- | $- | $- | $- | [8 empty] | $- | $- | $- | $- | $- | $- | $- | $- | $- | $- | $- | $- | $- | $- | $- | $- | $- | $- | $- | $- | $- | 699482 | 1477 | 320746 | 1021705 | $- | $- | $- | $- | $- | 1021705 | -117563 | $- | $- | $- | $- | $- | $- | $- | $- | $- | 170762 | -117563 | 0.22 | 0.18 | 240.36 | 1807.74 | -76.62 | - | - | - | 332.34 | - | - | 255.72 | - | - | - | - | - | - | - | - | -0.57 | bar: 37 to 44
C - Commercial & Industrial | C2 - C&I Existing Buildings | C2b - C&I New & Replacement Equipment | Electrification | COM-CM-ELEC | Custom - Small Equipment Electrification | Process | Electric Leafblower | EC2b122 | 215 | 2 | 24510 | 21500 | 3010 | -59.34 | -59.34 | -118.68 | -59.34 | -118.68 | 7.09 | 7.06 | -420.494 | -837.328 | -420.494 | -837.328 | -64.735 | -45.356 | -5.761 | -2.828 | - | - | -62.48 | -34.36 | -34.36 | - | - | - | - | - | - | - | - | - | - | - | - | - | - | - | - | - | - | - | - | - | - | - | - | - | 2967 | 5934 | 2967 | 5934 | - | - | - | - | - | - | - | - | - | - | 2546.51 | 5096.67 | 2546.51 | 5096.67 | - | -2948 | -1940 | -377 | -177 | $- | -5442 | -676 | -294 | -102 | -43 | $- | -787 | -1902 | -2831 | -2486 | -266 | -140 | $- | -5723 | -13067 | -2504 | -813 | -3316 | $- | -3801 | -1728 | -5529 | -99 | -325 | -424 | -6813 | $- | -6813 | -19139 | -35222 | -48289 | $- | $- | $- | $- | $- | $- | $- | $- | [8 empty] | $- | $- | $- | $- | $- | $- | $- | $- | $- | $- | $- | $- | $- | $- | $- | $- | $- | $- | $- | $- | $- | 125890 | 240 | 56775 | 182905 | $- | $- | $- | $- | $- | 182905 | 134616 | $- | $- | $- | $- | $- | $- | $- | $- | $- | 51052 | 134616 | 0.22 | 0.22 | 198.23 | 396.55 | - | - | - | - | - | - | - | - | - | - | - | - | - | - | - | - | 5.49 | bar: 37 to 44
C - Commercial & Industrial | C2 - C&I Existing Buildings | C2b - C&I New & Replacement Equipment | Electrification | COM-CM-ELEC | Custom - Small Equipment Electrification | Process | Electric Trimmer | EC2b123 | 215 | 2 | 25370 | 21500 | 3870 | -52.89 | -52.89 | -105.78 | -52.89 | -105.78 | 7.09 | 7.06 | -374.788 | -746.314 | -374.788 | -746.314 | -57.699 | -40.426 | -5.135 | -2.52 | - | - | -55.69 | -30.63 | -30.63 | - | - | - | - | - | - | - | - | - | - | - | - | - | - | - | - | - | - | - | - | - | - | - | - | - | 2967 | 5934 | 2967 | 5934 | - | - | - | - | - | - | - | - | - | - | 2592.21 | 5187.69 | 2592.21 | 5187.69 | - | -2627 | -1729 | -336 | -158 | $- | -4850 | -602 | -262 | -91 | -38 | $- | -701 | -1695 | -2523 | -2216 | -237 | -125 | $- | -5101 | -11647 | -2232 | -724 | -2956 | $- | -3388 | -1541 | -4928 | -89 | -290 | -378 | -6072 | $- | -6072 | -17059 | -31394 | -43040 | $- | $- | $- | $- | $- | $- | $- | $- | [8 empty] | $- | $- | $- | $- | $- | $- | $- | $- | $- | $- | $- | $- | $- | $- | $- | $- | $- | $- | $- | $- | $- | 125890 | 240 | 56775 | 182905 | $- | $- | $- | $- | $- | 182905 | 139865 | $- | $- | $- | $- | $- | $- | $- | $- | $- | 51674 | 139865 | 0.22 | 0.22 | 199.68 | 399.44 | - | - | - | - | - | - | - | - | - | - | - | - | - | - | - | - | 5.51 | bar: 37 to 44
C - Commercial & Industrial | C2 - C&I Existing Buildings | C2b - C&I New & Replacement Equipment | Electrification | COM-CM-ELEC | Custom - Small Equipment Electrification | Process | Electric Chainsaw | EC2b124 | 215 | 2 | 33325 | 21500 | 11825 | -78.475 | -78.475 | -156.95 | -78.475 | -156.95 | 7.09 | 7.06 | -556.087 | -1107.336 | -556.087 | -1107.336 | -85.61 | -59.982 | -7.619 | -3.739 | - | - | -82.63 | -45.45 | -45.45 | - | - | - | - | - | - | - | - | - | - | - | - | - | - | - | - | - | - | - | - | - | - | - | - | - | 2967 | 5934 | 2967 | 5934 | - | - | - | - | - | - | - | - | - | - | 2410.91 | 4826.66 | 2410.91 | 4826.66 | - | -3898 | -2565 | -499 | -235 | $- | -7196 | -894 | -389 | -134 | -57 | $- | -1041 | -2515 | -3744 | -3288 | -352 | -185 | $- | -7569 | -17280 | -3311 | -1075 | -4386 | $- | -5026 | -2286 | -7312 | -131 | -430 | -561 | -9010 | $- | -9010 | -25311 | -46580 | -63860 | $- | $- | $- | $- | $- | $- | $- | $- | [8 empty] | $- | $- | $- | $- | $- | $- | $- | $- | $- | $- | $- | $- | $- | $- | $- | $- | $- | $- | $- | $- | $- | 125890 | 240 | 56775 | 182905 | $- | $- | $- | $- | $- | 182905 | 119044 | $- | $- | $- | $- | $- | $- | $- | $- | $- | 49206 | 119044 | 0.22 | 0.22 | 193.94 | 387.99 | - | - | - | - | - | - | - | - | - | - | - | - | - | - | - | - | 3.57 | bar: 37 to 44
C - Commercial & Industrial | C2 - C&I Existing Buildings | C2b - C&I New & Replacement Equipment | Electrification | COM-CM-ELEC | Custom - Small Equipment Electrification | Process | Electric Forklift | EC2b125 | 43 | 8 | 258000 | 258000 | $- | -597.098 | -597.098 | -4776.784 | -597.098 | -4776.784 | 7.05 | 6.44 | -4209.586 | -30744.608 | -4209.586 | -30744.608 | -726.071 | -874.151 | -1456.919 | -1724.419 | - | - | -68.16 | -68.16 | -68.16 | -68.16 | -68.16 | - | - | - | - | - | - | - | - | - | - | - | - | - | - | 5891 | 5891 | 47128 | 5891 | 47128 | - | - | - | - | - | - | - | - | - | - | - | - | - | - | - | - | - | - | 1681.41 | 16383.39 | 1681.41 | 16383.39 | - | -34534 | -39091 | -95744 | -110091 | $- | -279460 | -8955 | -6686 | -28325 | -29286 | $- | -25718 | -98969 | -35265 | -50454 | -69094 | -90095 | $- | -244908 | -623337 | -19009 | -7057 | -26066 | $- | -17956 | -18175 | -36131 | -453 | -1935 | -2387 | -53737 | $- | -53737 | -150963 | -269283 | -892621 | $- | $- | $- | $- | $- | $- | $- | $- | [8 empty] | $- | $- | $- | $- | $- | $- | $- | $- | $- | $- | $- | $- | $- | $- | $- | 1808887 | 412520 | 2221408 | $- | $- | $- | $- | $- | $- | $- | $- | $- | $- | $- | $- | 2221408 | 1328787 | $- | $- | $- | $- | $- | $- | $- | $- | $- | 167612 | 1328787 | 0.22 | 0.16 | 239.47 | 2185.72 | -111.6 | - | - | 371.55 | - | - | - | 259.95 | -31.8 | - | - | 185.77 | - | - | - | 153.98 | 5.15 | bar: 37 to 44
C - Commercial & Industrial | C2 - C&I Existing Buildings | C2b - C&I New & Replacement Equipment | Midstream | COM-FSE-CEO | Food Service - Electric Oven | Foodservice | Midstream - Commercial Electric Ovens, Full Size Convection | EC2b065 | 31 | 12 | 16525 | 11550 | 4975 | 53.746 | 53.746 | 644.952 | 44.985 | 539.825 | 6.94 | 6.18 | 372.891 | 3988.932 | 312.11 | 3338.736 | 179.942 | - | 359.883 | - | 44.99 | 539.82 | 7.7 | 8.28 | 6.93 | 8.28 | 6.93 | - | - | - | - | - | - | - | - | - | - | - | - | - | - | - | - | - | - | - | - | - | - | - | - | - | - | - | - | - | - | - | - | - | - | - | - | - | 372.89 | 3988.93 | 312.11 | 3338.74 | - | 9180 | $- | 24501 | $- | $- | 33682 | 1892 | $- | 5851 | $- | $- | 2046 | 9789 | 8740 | $- | 16601 | $- | $- | 25341 | 68812 | 3079 | 1095 | 4174 | $- | 1826 | 1875 | 3701 | 46 | 199 | 245 | 8164 | $- | 8164 | 22936 | 39221 | 108033 | $- | $- | $- | $- | $- | $- | $- | $- | [8 empty] | $- | $- | $- | $- | $- | $- | $- | $- | $- | $- | $- | $- | $- | $- | $- | $- | $- | $- | $- | $- | $- | $- | $- | $- | $- | $- | $- | $- | $- | $- | $- | 108033 | $- | $- | 3205 | $- | $- | $- | 3205 | $- | 3205 | 25341 | 111238 | 0.23 | 0.16 | 12.36 | 102.91 | 10.05 | - | - | - | - | - | - | 10.05 | 5.72 | - | - | - | - | - | - | 5.72 | 6.73 | bar: 37 to 44
C - Commercial & Industrial | C2 - C&I Existing Buildings | C2b - C&I New & Replacement Equipment | Midstream | COM-FSE-CEO | Food Service - Electric Oven | Foodservice | Midstream - Commercial Electric Ovens, Combination Oven | EC2b066 | 18 | 12 | 57179 | 30800 | 26379 | 216.515 | 216.515 | 2598.182 | 181.223 | 2174.679 | 6.94 | 6.18 | 1502.187 | 16069.371 | 1257.331 | 13450.063 | 724.893 | - | 1449.786 | - | 181.22 | 2174.68 | 31.03 | 33.37 | 27.93 | 33.37 | 27.93 | - | - | - | - | - | - | - | - | - | - | - | - | - | - | - | - | - | - | - | - | - | - | - | - | - | - | - | - | - | - | - | - | - | - | - | - | - | 1502.19 | 16069.37 | 1257.33 | 13450.06 | - | 36984 | $- | 98703 | $- | $- | 135686 | 7622 | $- | 23572 | $- | $- | 8242 | 39436 | 35208 | $- | 66879 | $- | $- | 102087 | 277209 | 12402 | 4412 | 16814 | $- | 7357 | 7553 | 14910 | 185 | 803 | 988 | 32890 | $- | 32890 | 92399 | 158001 | 435210 | $- | $- | $- | $- | $- | $- | $- | $- | [8 empty] | $- | $- | $- | $- | $- | $- | $- | $- | $- | $- | $- | $- | $- | $- | $- | $- | $- | $- | $- | $- | $- | $- | $- | $- | $- | $- | $- | $- | $- | $- | $- | 435210 | $- | $- | 12911 | $- | $- | $- | 12911 | $- | 12911 | 102087 | 448122 | 0.23 | 0.16 | 49.79 | 414.58 | 40.47 | - | - | - | - | - | - | 40.47 | 23.06 | - | - | - | - | - | - | 23.06 | 7.84 | bar: 37 to 44
C - Commercial & Industrial | C2 - C&I Existing Buildings | C2b - C&I New & Replacement Equipment | Midstream | COM-FSE-CESC | Food Service - Electric Steam Cooker | Foodservice | Midstream - Commercial Electric Steam Cooker | EC2b067 | 8 | 12 | 13956 | 9625 | 4331 | 35.628 | 35.628 | 427.535 | 29.821 | 357.847 | 6.94 | 6.18 | 247.187 | 2644.239 | 206.896 | 2213.228 | 119.282 | - | 238.564 | - | 29.82 | 357.85 | 5.11 | 5.49 | 4.6 | 5.49 | 4.6 | - | - | - | - | - | - | - | - | - | - | - | - | - | - | - | - | - | - | - | - | - | - | - | - | - | - | - | - | - | - | - | - | - | - | - | - | - | 247.19 | 2644.24 | 206.9 | 2213.23 | - | 6086 | $- | 16242 | $- | $- | 22327 | 1254 | $- | 3879 | $- | $- | 1356 | 6489 | 5793 | $- | 11005 | $- | $- | 16799 | 45615 | 2041 | 726 | 2767 | $- | 1211 | 1243 | 2453 | 31 | 132 | 163 | 5412 | $- | 5412 | 15204 | 25999 | 71615 | $- | $- | $- | $- | $- | $- | $- | $- | [8 empty] | $- | $- | $- | $- | $- | $- | $- | $- | $- | $- | $- | $- | $- | $- | $- | $- | $- | $- | $- | $- | $- | $- | $- | $- | $- | $- | $- | $- | $- | $- | $- | 71615 | $- | $- | 2125 | $- | $- | $- | 2125 | $- | 2125 | 16799 | 73739 | 0.23 | 0.16 | 8.19 | 68.22 | 6.66 | - | - | - | - | - | - | 6.66 | 3.79 | - | - | - | - | - | - | 3.79 | 5.28 | bar: 37 to 44
C - Commercial & Industrial | C2 - C&I Existing Buildings | C2b - C&I New & Replacement Equipment | Midstream | COM-FSE-CEG | Food Service - Electric Griddle | Foodservice | Midstream - Commercial Electric Griddle | EC2b068 | [20 empty] | - | -
C - Commercial & Industrial | C2 - C&I Existing Buildings | C2b - C&I New & Replacement Equipment | Midstream | COM-FSE-LTCD | Food Service - Low Temperature Commercial Dishwasher | Foodservice | Midstream - Low Temp Under Counter Dishwasher | EC2b069 | [20 empty] | - | -
C - Commercial & Industrial | C2 - C&I Existing Buildings | C2b - C&I New & Replacement Equipment | Midstream | COM-FSE-LTCD | Food Service - Low Temperature Commercial Dishwasher | Foodservice | Midstream - Low Temp Door Type Dishwasher | EC2b070 | 6 | 15 | 3048 | 2475 | 573 | 47.735 | 47.735 | 716.018 | 39.954 | 599.307 | 6.94 | 6.07 | 331.183 | 4348.643 | 277.2 | 3639.814 | 199.769 | - | 399.538 | - | 39.95 | 599.31 | 6.84 | 7.36 | 6.16 | 7.36 | 6.16 | - | - | - | - | - | - | - | - | - | - | - | - | - | - | - | - | - | - | - | - | - | - | - | - | - | - | - | - | - | - | - | - | - | - | - | - | - | 331.18 | 4348.64 | 277.2 | 3639.81 | - | 10334 | $- | 27253 | $- | $- | 37587 | 1680 | $- | 5197 | $- | $- | 1840 | 8717 | 9863 | $- | 18559 | $- | $- | 28423 | 74727 | 3557 | 1251 | 4808 | $- | 1622 | 1665 | 3287 | 41 | 177 | 218 | 9036 | $- | 9036 | 25385 | 42733 | 117460 | $- | $- | $- | $- | $- | $- | $- | $- | [8 empty] | $- | $- | $- | $- | $- | $- | $- | $- | $- | $- | $- | $- | $- | $- | $- | $- | $- | $- | $- | $- | $- | $- | $- | $- | $- | $- | $- | $- | $- | $- | $- | 117460 | $- | $- | 3547 | $- | $- | $- | 3547 | $- | 3547 | 28423 | 121007 | 0.23 | 0.15 | 10.98 | 107.03 | 8.92 | - | - | - | - | - | - | 8.92 | 5.08 | - | - | - | - | - | - | 5.08 | 39.71 | bar: 37 to 44
C - Commercial & Industrial | C2 - C&I Existing Buildings | C2b - C&I New & Replacement Equipment | Midstream | COM-FSE-LTCD | Food Service - Low Temperature Commercial Dishwasher | Foodservice | Midstream - Low Temp Single Tank Conveyer Dishwasher | EC2b071 | [20 empty] | - | -
C - Commercial & Industrial | C2 - C&I Existing Buildings | C2b - C&I New & Replacement Equipment | Midstream | COM-FSE-LTCD | Food Service - Low Temperature Commercial Dishwasher | Foodservice | Midstream - Low Temp Multi Tank Conveyer Dishwasher | EC2b072 | [20 empty] | - | -
C - Commercial & Industrial | C2 - C&I Existing Buildings | C2b - C&I New & Replacement Equipment | Midstream | COM-FSE-HTCD | Food Service - High Temperature Commercial Dishwasher | Foodservice | Midstream - High Temp Under Counter Dishwasher | EC2b073 | 42 | 10 | 71530 | 26125 | 45405 | 89.912 | 89.912 | 899.118 | 75.256 | 752.562 | 6.94 | 6.27 | 623.81 | 5639.453 | 522.129 | 4720.222 | 250.854 | - | 501.708 | - | 75.26 | 752.56 | 12.89 | 13.86 | 11.6 | 13.86 | 11.6 | - | - | - | - | - | - | - | - | - | - | - | - | - | - | - | - | - | - | - | - | - | - | - | - | - | - | - | - | - | - | - | - | - | - | - | - | - | 623.81 | 5639.45 | 522.13 | 4720.22 | - | 12514 | $- | 33840 | $- | $- | 46353 | 2988 | $- | 9294 | $- | $- | 3389 | 15672 | 12193 | $- | 23352 | $- | $- | 35545 | 97570 | 4151 | 1507 | 5658 | $- | 3055 | 3136 | 6192 | 77 | 333 | 410 | 11405 | $- | 11405 | 32042 | 55707 | 153277 | $- | $- | $- | $- | $- | $- | $- | $- | [8 empty] | $- | $- | $- | $- | $- | $- | $- | $- | $- | $- | $- | $- | $- | $- | $- | $- | $- | $- | $- | $- | $- | $- | $- | $- | $- | $- | $- | $- | $- | $- | $- | 153277 | $- | $- | 4477 | $- | $- | $- | 4477 | $- | 4477 | 35545 | 157754 | 0.23 | 0.17 | 20.68 | 150.55 | 16.8 | - | - | - | - | - | - | 16.8 | 9.58 | - | - | - | - | - | - | 9.58 | 2.21 | bar: 37 to 44
C - Commercial & Industrial | C2 - C&I Existing Buildings | C2b - C&I New & Replacement Equipment | Midstream | COM-FSE-HTCD | Food Service - High Temperature Commercial Dishwasher | Foodservice | Midstream - High Temp Door Type Dishwasher | EC2b074 | 20 | 15 | 45525 | 20790 | 24735 | 124.681 | 124.681 | 1870.209 | 104.358 | 1565.365 | 6.94 | 6.07 | 865.037 | 11358.481 | 724.036 | 9507.048 | 521.788 | - | 1043.577 | - | 104.36 | 1565.36 | 17.87 | 19.21 | 16.08 | 19.21 | 16.08 | - | - | - | - | - | - | - | - | - | - | - | - | - | - | - | - | - | - | - | - | - | - | - | - | - | - | - | - | - | - | - | - | - | - | - | - | - | 865.04 | 11358.48 | 724.04 | 9507.05 | - | 26993 | $- | 71183 | $- | $- | 98176 | 4389 | $- | 13574 | $- | $- | 4806 | 22769 | 25762 | $- | 48477 | $- | $- | 74238 | 195184 | 9291 | 3266 | 12557 | $- | 4237 | 4349 | 8586 | 107 | 462 | 569 | 23601 | $- | 23601 | 66303 | 111617 | 306800 | $- | $- | $- | $- | $- | $- | $- | $- | [8 empty] | $- | $- | $- | $- | $- | $- | $- | $- | $- | $- | $- | $- | $- | $- | $- | $- | $- | $- | $- | $- | $- | $- | $- | $- | $- | $- | $- | $- | $- | $- | $- | 306800 | $- | $- | 9265 | $- | $- | $- | 9265 | $- | 9265 | 74238 | 316065 | 0.23 | 0.15 | 28.67 | 279.56 | 23.3 | - | - | - | - | - | - | 23.3 | 13.28 | - | - | - | - | - | - | 13.28 | 6.94 | bar: 37 to 44
C - Commercial & Industrial | C2 - C&I Existing Buildings | C2b - C&I New & Replacement Equipment | Midstream | COM-FSE-HTCD | Food Service - High Temperature Commercial Dishwasher | Foodservice | Midstream - High Temp Single Tank Conveyer Dishwasher | EC2b075 | 2 | 20 | 4650 | 2750 | 1900 | 12.06 | 12.06 | 241.208 | 10.095 | 201.891 | 6.94 | 5.94 | 83.675 | 1433.041 | 70.036 | 1199.455 | 67.297 | - | 134.594 | - | 10.09 | 201.89 | 1.73 | 1.86 | 1.56 | 1.86 | 1.56 | - | - | - | - | - | - | - | - | - | - | - | - | - | - | - | - | - | - | - | - | - | - | - | - | - | - | - | - | - | - | - | - | - | - | - | - | - | 83.68 | 1433.04 | 70.04 | 1199.46 | - | 3520 | $- | 9145 | $- | $- | 12665 | 425 | $- | 1313 | $- | $- | 474 | 2212 | 3443 | $- | 6454 | $- | $- | 9898 | 24775 | 1251 | 447 | 1699 | $- | 410 | 421 | 831 | 10 | 45 | 55 | 3028 | $- | 3028 | 8507 | 14120 | 38894 | $- | $- | $- | $- | $- | $- | $- | $- | [8 empty] | $- | $- | $- | $- | $- | $- | $- | $- | $- | $- | $- | $- | $- | $- | $- | $- | $- | $- | $- | $- | $- | $- | $- | $- | $- | $- | $- | $- | $- | $- | $- | 38894 | $- | $- | 1189 | $- | $- | $- | 1189 | $- | 1189 | 9898 | 40083 | 0.23 | 0.14 | 2.77 | 33.17 | 2.25 | - | - | - | - | - | - | 2.25 | 1.28 | - | - | - | - | - | - | 1.28 | 8.62 | bar: 37 to 44
C - Commercial & Industrial | C2 - C&I Existing Buildings | C2b - C&I New & Replacement Equipment | Midstream | COM-FSE-HTCD | Food Service - High Temperature Commercial Dishwasher | Foodservice | Midstream - High Temp Multi Tank Conveyer Dishwasher | EC2b076 | [20 empty] | - | -
C - Commercial & Industrial | C2 - C&I Existing Buildings | C2b - C&I New & Replacement Equipment | Midstream | COM-FSE-HTCD | Food Service - High Temperature Commercial Dishwasher | Foodservice | Midstream - High Temp Pots & Pans Dishwasher | EC2b077 | [20 empty] | - | -
C - Commercial & Industrial | C2 - C&I Existing Buildings | C2b - C&I New & Replacement Equipment | Midstream | COM-FSE-CIM | Food Service - Ice Machine | Foodservice | Midstream - Commercial Ice Machine, Ice Making Head | EC2b078 | 17 | 8 | 3950 | 4125 | -175 | 25.971 | 25.971 | 207.768 | 21.738 | 173.902 | 6.94 | 6.36 | 180.187 | 1322.336 | 150.817 | 1106.796 | 57.967 | - | 115.935 | - | 21.74 | 173.9 | 3.72 | 4 | 3.35 | 4 | 3.35 | - | - | - | - | - | - | - | - | - | - | - | - | - | - | - | - | - | - | - | - | - | - | - | - | - | - | - | - | - | - | - | 45878.48 | 367027.85 | - | - | - | - | 180.19 | 1322.34 | 150.82 | 1106.8 | - | 2757 | $- | 7619 | $- | $- | 10376 | 715 | $- | 2254 | $- | $- | 936 | 3905 | 2815 | $- | 5498 | $- | $- | 8314 | 22595 | 934 | 347 | 1281 | $- | 882 | 893 | 1776 | 22 | 95 | 117 | 2641 | $- | 2641 | 7419 | 13235 | 35829 | $- | $- | $- | $- | $- | $- | $- | $- | [8 empty] | $- | $- | $- | $- | $- | $- | $- | $- | $- | $- | $- | $- | $- | $- | $- | $- | $- | $- | $- | $- | $- | $- | $- | $- | $- | $- | $- | $- | $- | 6369 | 6369 | 42198 | $- | $- | 1037 | $- | $- | $- | 1037 | $- | 1037 | 8314 | 43235 | 0.23 | 0.18 | 5.97 | 36.67 | 4.85 | - | - | - | - | - | - | 4.85 | 1.38 | - | - | - | - | - | - | 1.38 | 10.95 | bar: 37 to 44
C - Commercial & Industrial | C2 - C&I Existing Buildings | C2b - C&I New & Replacement Equipment | Midstream | COM-FSE-CIM | Food Service - Ice Machine | Foodservice | Midstream - Commercial Ice Machine, Self Contained Unit | EC2b079 | [20 empty] | - | -
C - Commercial & Industrial | C2 - C&I Existing Buildings | C2b - C&I New & Replacement Equipment | Midstream | COM-FSE-CIM | Food Service - Ice Machine | Foodservice | Midstream - Commercial Ice Machine, Remote Condensing Unit (Batch) | EC2b080 | [20 empty] | - | -
C - Commercial & Industrial | C2 - C&I Existing Buildings | C2b - C&I New & Replacement Equipment | Midstream | COM-FSE-CIM | Food Service - Ice Machine | Foodservice | Midstream - Commercial Ice Machine, Remote Condensing Unit (Continuous) | EC2b081 | [20 empty] | - | -
C - Commercial & Industrial | C2 - C&I Existing Buildings | C2b - C&I New & Replacement Equipment | Midstream | COM-CE-CF | Food Service - Electric Fryer | Foodservice | Midstream - Commercial Fryer, Standard Vat | EC2b082 | 4 | 12 | 2709 | 2200 | 509 | 8.004 | 8.004 | 96.043 | 6.699 | 80.388 | 6.94 | 6.18 | 55.529 | 594.013 | 46.478 | 497.189 | 26.796 | - | 53.592 | - | 6.7 | 80.39 | 1.15 | 1.23 | 1.03 | 1.23 | 1.03 | - | - | - | - | - | - | - | - | - | - | - | - | - | - | - | - | - | - | - | - | - | - | - | - | - | - | - | - | - | - | - | - | - | - | - | - | - | 55.53 | 594.01 | 46.48 | 497.19 | - | 1367 | $- | 3649 | $- | $- | 5016 | 282 | $- | 871 | $- | $- | 305 | 1458 | 1301 | $- | 2472 | $- | $- | 3774 | 10247 | 458 | 163 | 622 | $- | 272 | 279 | 551 | 7 | 30 | 37 | 1216 | $- | 1216 | 3416 | 5841 | 16088 | $- | $- | $- | $- | $- | $- | $- | $- | [8 empty] | $- | $- | $- | $- | $- | $- | $- | $- | $- | $- | $- | $- | $- | $- | $- | $- | $- | $- | $- | $- | $- | $- | $- | $- | $- | $- | $- | $- | $- | $- | $- | 16088 | $- | $- | 477 | $- | $- | $- | 477 | $- | 477 | 3774 | 16565 | 0.23 | 0.16 | 1.84 | 15.33 | 1.5 | - | - | - | - | - | - | 1.5 | 0.85 | - | - | - | - | - | - | 0.85 | 6.12 | bar: 37 to 44
C - Commercial & Industrial | C2 - C&I Existing Buildings | C2b - C&I New & Replacement Equipment | Midstream | COM-FSE-FHC | Food Service - Food Holding Cabinet | Foodservice | Midstream - Food Holding Cabinet, Full Size | EC2b084 | 35 | 12 | 44400 | 26400 | 18000 | 41.043 | 41.043 | 492.518 | 34.353 | 412.238 | 6.94 | 6.18 | 284.759 | 3046.153 | 238.343 | 2549.63 | 137.413 | - | 274.825 | - | 34.35 | 412.24 | 5.88 | 6.33 | 5.29 | 6.33 | 5.29 | - | - | - | - | - | - | - | - | - | - | - | - | - | - | - | - | - | - | - | - | - | - | - | - | - | - | - | - | - | - | - | - | - | - | - | - | - | 284.76 | 3046.15 | 238.34 | 2549.63 | - | 7011 | $- | 18710 | $- | $- | 25721 | 1445 | $- | 4468 | $- | $- | 1562 | 7476 | 6674 | $- | 12678 | $- | $- | 19352 | 52549 | 2351 | 836 | 3187 | $- | 1395 | 1432 | 2826 | 35 | 152 | 187 | 6235 | $- | 6235 | 17515 | 29951 | 82500 | $- | $- | $- | $- | $- | $- | $- | $- | [8 empty] | $- | $- | $- | $- | $- | $- | $- | $- | $- | $- | $- | $- | $- | $- | $- | $- | $- | $- | $- | $- | $- | $- | $- | $- | $- | $- | $- | $- | $- | $- | $- | 82500 | $- | $- | 2447 | $- | $- | $- | 2447 | $- | 2447 | 19352 | 84947 | 0.23 | 0.16 | 9.44 | 78.59 | 7.67 | - | - | - | - | - | - | 7.67 | 4.37 | - | - | - | - | - | - | 4.37 | 1.91 | bar: 37 to 44
C - Commercial & Industrial | C2 - C&I Existing Buildings | C2b - C&I New & Replacement Equipment | Midstream | COM-FSE-FHC | Food Service - Food Holding Cabinet | Foodservice | Midstream - Food Holding Cabinet, 3/4 Size | EC2b085 | [20 empty] | - | -
C - Commercial & Industrial | C2 - C&I Existing Buildings | C2b - C&I New & Replacement Equipment | Midstream | COM-FSE-FHC | Food Service - Food Holding Cabinet | Foodservice | Midstream - Food Holding Cabinet, 1/2 Size | EC2b086 | [20 empty] | - | -
C - Commercial & Industrial | C2 - C&I Existing Buildings | C2b - C&I New & Replacement Equipment | Midstream | COM-R-RCB | Refrigeration - Refrigerated Chef Base | Foodservice | Midstream - Refrigerated Chef Base, 35-54" | EC2b109 | [20 empty] | - | -
C - Commercial & Industrial | C2 - C&I Existing Buildings | C2b - C&I New & Replacement Equipment | Midstream | COM-R-RCB | Refrigeration - Refrigerated Chef Base | Foodservice | Midstream - Refrigerated Chef Base, 55-73" | EC2b110 | [20 empty] | - | -
C - Commercial & Industrial | C2 - C&I Existing Buildings | C2b - C&I New & Replacement Equipment | Midstream | COM-R-RCB | Refrigeration - Refrigerated Chef Base | Foodservice | Midstream - Refrigerated Chef Base, 74-89" | EC2b111 | [20 empty] | - | -
C - Commercial & Industrial | C2 - C&I Existing Buildings | C2b - C&I New & Replacement Equipment | Midstream | COM-R-RCB | Refrigeration - Refrigerated Chef Base | Foodservice | Midstream - Refrigerated Chef Base, 90-120" | EC2b112 | [20 empty] | - | -
C - Commercial & Industrial | C2 - C&I Existing Buildings | C2b - C&I New & Replacement Equipment | Midstream | COM-R-EDO | Refrigeration - Electric Deck Oven | Foodservice | Midstream - Electric Deck Oven | EC2b113 | [20 empty] | - | -
C - Commercial & Industrial | C2 - C&I Existing Buildings | C2b - C&I New & Replacement Equipment | Midstream | COM-R-HR | Refrigeration - Hand Wrapper | Foodservice | Midstream - Hand Wrapper | EC2b114 | [20 empty] | - | -
C - Commercial & Industrial | C2 - C&I Existing Buildings | C2b - C&I New & Replacement Equipment | Midstream | COM-FSE-CB | Food Service - Conveyor Broiler | Foodservice | Midstream - Conveyor Broiler | EC2b097 | [20 empty] | - | -
C - Commercial & Industrial | C2 - C&I Existing Buildings | C2b - C&I New & Replacement Equipment | Midstream | COM-FSE-REFFRE | Food Service - Refrigerator/Freezer | Foodservice | Midstream – Refrigerator, Glass Door | EC2b089 | 9 | 12 | 3539 | 1980 | 1559 | 3.744 | 3.744 | 44.933 | 3.134 | 37.609 | 6.94 | 6.18 | 25.979 | 277.903 | 21.744 | 232.605 | 12.536 | - | 25.073 | - | 3.13 | 37.61 | 0.54 | 0.58 | 0.48 | 0.58 | 0.48 | - | - | - | - | - | - | - | - | - | - | - | - | - | - | - | - | - | - | - | - | - | - | - | - | - | - | - | - | - | - | - | - | - | - | - | - | - | 25.98 | 277.9 | 21.74 | 232.6 | - | 640 | $- | 1707 | $- | $- | 2347 | 132 | $- | 408 | $- | $- | 143 | 682 | 609 | $- | 1157 | $- | $- | 1765 | 4794 | 214 | 76 | 291 | $- | 127 | 131 | 258 | 3 | 14 | 17 | 569 | $- | 569 | 1598 | 2732 | 7527 | $- | $- | $- | $- | $- | $- | $- | $- | [8 empty] | $- | $- | $- | $- | $- | $- | $- | $- | $- | $- | $- | $- | $- | $- | $- | $- | $- | $- | $- | $- | $- | $- | $- | $- | $- | $- | $- | $- | $- | $- | $- | 7527 | $- | $- | 223 | $- | $- | $- | 223 | $- | 223 | 1765 | 7750 | 0.23 | 0.16 | 0.86 | 7.17 | 0.7 | - | - | - | - | - | - | 0.7 | 0.4 | - | - | - | - | - | - | 0.4 | 2.19 | bar: 37 to 44
C - Commercial & Industrial | C2 - C&I Existing Buildings | C2b - C&I New & Replacement Equipment | Midstream | COM-FSE-REFFRE | Food Service - Refrigerator/Freezer | Foodservice | Midstream – Refrigerator, Solid Door | EC2b090 | 44 | 12 | 17696 | 9900 | 7796 | 11.506 | 11.506 | 138.072 | 9.631 | 115.566 | 6.94 | 6.18 | 79.829 | 853.955 | 66.817 | 714.76 | 38.522 | - | 77.044 | - | 9.63 | 115.57 | 1.65 | 1.77 | 1.48 | 1.77 | 1.48 | - | - | - | - | - | - | - | - | - | - | - | - | - | - | - | - | - | - | - | - | - | - | - | - | - | - | - | - | - | - | - | - | - | - | - | - | - | 79.83 | 853.95 | 66.82 | 714.76 | - | 1965 | $- | 5245 | $- | $- | 7211 | 405 | $- | 1253 | $- | $- | 438 | 2096 | 1871 | $- | 3554 | $- | $- | 5425 | 14731 | 659 | 234 | 894 | $- | 391 | 401 | 792 | 10 | 43 | 53 | 1748 | $- | 1748 | 4910 | 8396 | 23128 | $- | $- | $- | $- | $- | $- | $- | $- | [8 empty] | $- | $- | $- | $- | $- | $- | $- | $- | $- | $- | $- | $- | $- | $- | $- | $- | $- | $- | $- | $- | $- | $- | $- | $- | $- | $- | $- | $- | $- | $- | $- | 23128 | $- | $- | 686 | $- | $- | $- | 686 | $- | 686 | 5425 | 23814 | 0.23 | 0.16 | 2.65 | 22.03 | 2.15 | - | - | - | - | - | - | 2.15 | 1.23 | - | - | - | - | - | - | 1.23 | 1.35 | bar: 37 to 44
C - Commercial & Industrial | C2 - C&I Existing Buildings | C2b - C&I New & Replacement Equipment | Midstream | COM-FSE-REFFRE | Food Service - Refrigerator/Freezer | Foodservice | Midstream – Freezer, Glass Door | EC2b091 | 2 | 12 | 879 | 440 | 439 | 2.011 | 2.011 | 24.13 | 1.683 | 20.196 | 6.94 | 6.18 | 13.951 | 149.238 | 11.677 | 124.912 | 6.732 | - | 13.464 | - | 1.68 | 20.2 | 0.29 | 0.31 | 0.26 | 0.31 | 0.26 | - | - | - | - | - | - | - | - | - | - | - | - | - | - | - | - | - | - | - | - | - | - | - | - | - | - | - | - | - | - | - | - | - | - | - | - | - | 13.95 | 149.24 | 11.68 | 124.91 | - | 343 | $- | 917 | $- | $- | 1260 | 71 | $- | 219 | $- | $- | 77 | 366 | 327 | $- | 621 | $- | $- | 948 | 2574 | 115 | 41 | 156 | $- | 68 | 70 | 138 | 2 | 7 | 9 | 305 | $- | 305 | 858 | 1467 | 4042 | $- | $- | $- | $- | $- | $- | $- | $- | [8 empty] | $- | $- | $- | $- | $- | $- | $- | $- | $- | $- | $- | $- | $- | $- | $- | $- | $- | $- | $- | $- | $- | $- | $- | $- | $- | $- | $- | $- | $- | $- | $- | 4042 | $- | $- | 120 | $- | $- | $- | 120 | $- | 120 | 948 | 4162 | 0.23 | 0.16 | 0.46 | 3.85 | 0.38 | - | - | - | - | - | - | 0.38 | 0.21 | - | - | - | - | - | - | 0.21 | 4.73 | bar: 37 to 44
C - Commercial & Industrial | C2 - C&I Existing Buildings | C2b - C&I New & Replacement Equipment | Midstream | COM-FSE-REFFRE | Food Service - Refrigerator/Freezer | Foodservice | Midstream – Freezer, Solid Door | EC2b092 | 47 | 12 | 18904 | 9460 | 9444 | 21.616 | 21.616 | 259.393 | 18.093 | 217.112 | 6.94 | 6.18 | 149.973 | 1604.308 | 125.527 | 1342.806 | 72.371 | - | 144.741 | - | 18.09 | 217.11 | 3.1 | 3.33 | 2.79 | 3.33 | 2.79 | - | - | - | - | - | - | - | - | - | - | - | - | - | - | - | - | - | - | - | - | - | - | - | - | - | - | - | - | - | - | - | - | - | - | - | - | - | 149.97 | 1604.31 | 125.53 | 1342.81 | - | 3692 | $- | 9854 | $- | $- | 13546 | 761 | $- | 2353 | $- | $- | 823 | 3937 | 3515 | $- | 6677 | $- | $- | 10192 | 27676 | 1238 | 440 | 1679 | $- | 735 | 754 | 1489 | 19 | 80 | 99 | 3284 | $- | 3284 | 9225 | 15774 | 43450 | $- | $- | $- | $- | $- | $- | $- | $- | [8 empty] | $- | $- | $- | $- | $- | $- | $- | $- | $- | $- | $- | $- | $- | $- | $- | $- | $- | $- | $- | $- | $- | $- | $- | $- | $- | $- | $- | $- | $- | $- | $- | 43450 | $- | $- | 1289 | $- | $- | $- | 1289 | $- | 1289 | 10192 | 44739 | 0.23 | 0.16 | 4.97 | 41.39 | 4.04 | - | - | - | - | - | - | 4.04 | 2.3 | - | - | - | - | - | - | 2.3 | 2.37 | bar: 37 to 44
C - Commercial & Industrial | C2 - C&I Existing Buildings | C2b - C&I New & Replacement Equipment | Midstream | COM-R-LGCS | Refrigeration - Lab-Grade Cold Storage | Refrigeration | Midstream - Lab-Grade Cold Storage | EC2b098 | [20 empty] | - | -
C - Commercial & Industrial | C2 - C&I Existing Buildings | C2b - C&I New & Replacement Equipment | Midstream | COM-HVAC-HECU | HVAC - High-Efficiency Condensing Unit | Refrigeration | Midstream - High-Efficiency Condensing Unit | EC2b095 | 100 | 11 | 71743 | 60000 | 11743 | 300 | 300 | 3300 | 251.1 | 2762.1 | 7.06 | 6.33 | 2118.474 | 20896.982 | 1773.163 | 17490.774 | 643.569 | 740.243 | 624.235 | 754.053 | 251.1 | 2762.1 | - | - | - | - | - | - | - | - | - | - | - | - | - | - | - | - | - | - | - | - | - | - | - | - | - | - | - | - | - | - | - | - | - | - | - | - | - | - | - | - | - | - | 2118.47 | 20896.98 | 1773.16 | 17490.77 | - | 32770 | 35465 | 42595 | 50326 | $- | 161155 | 7382 | 5264 | 11072 | 11744 | $- | 11373 | 46834 | 31165 | 41503 | 28896 | 38258 | $- | 139822 | 347811 | $- | $- | $- | $- | $- | $- | $- | $- | $- | $- | $- | $- | $- | $- | $- | 347811 | $- | $- | $- | $- | $- | $- | $- | $- | [8 empty] | $- | $- | $- | $- | $- | $- | $- | $- | $- | $- | $- | $- | $- | $- | $- | $- | $- | $- | $- | $- | $- | $- | $- | $- | $- | $- | $- | $- | $- | $- | $- | 347811 | $- | $- | 2736 | $- | $- | $- | 2736 | $- | 2736 | 139822 | 350547 | 0.22 | 0.16 | 66.32 | 511.91 | 56.07 | - | - | - | - | - | - | 56.07 | 31.95 | - | - | - | - | - | - | 31.95 | 4.89 | bar: 37 to 44
C - Commercial & Industrial | C2 - C&I Existing Buildings | C2b - C&I New & Replacement Equipment | Midstream | COM-HVAC-UAC | HVAC - Unitary Air Conditioner | HVAC | Midstream - Unitary Air Conditioners | EC2b051 | 500 | 12 | 935220 | 1190280 | -255060 | 2692.756 | 2692.756 | 32313.075 | 1481.016 | 17772.191 | 7.08 | 6.38 | 19053.429 | 206034.377 | 10479.386 | 113318.907 | 9365.945 | 6060.317 | 1528.408 | 817.521 | 1481.02 | 17772.19 | 296.2 | 179.34 | 98.64 | - | - | - | - | - | - | - | - | - | - | - | - | - | - | - | - | - | - | - | - | - | - | - | - | - | - | - | - | - | - | - | - | - | - | - | - | - | - | - | 19053.43 | 206034.38 | 10479.39 | 113318.91 | - | 477844 | 290313 | 104056 | 54450 | $- | 926662 | 98478 | 39501 | 24850 | 11671 | $- | 67360 | 241861 | 454900 | 338542 | 70506 | 41274 | $- | 905221 | 2073744 | 43800 | 15582 | 59382 | $- | 25984 | 26674 | 52657 | 655 | 2836 | 3491 | 116160 | $- | 116160 | 326330 | 558021 | 2631765 | $- | $- | $- | $- | $- | $- | $- | $- | [8 empty] | $- | $- | $- | $- | $- | $- | $- | $- | $- | $- | $- | $- | $- | $- | $- | $- | $- | $- | $- | $- | $- | $- | $- | $- | $- | $- | $- | $- | $- | $- | $- | 2631765 | $- | $- | 2356478 | $- | $- | $- | 2356478 | $- | 2356478 | 905221 | 4988243 | 0.22 | 0.16 | 605.14 | 5256.68 | 503.28 | - | - | - | - | - | - | 503.28 | 286.78 | - | - | - | - | - | - | 286.78 | 5.33 | bar: 37 to 44
C - Commercial & Industrial | C2 - C&I Existing Buildings | C2b - C&I New & Replacement Equipment | Midstream | COM-HVAC-HPS | HVAC - Heat Pump System | HVAC | Midstream - Heat Pump Systems | EC2b052 | 300 | 12 | 117857 | 150000 | -32143 | 150 | 151.5 | 1818 | 83.325 | 999.9 | 7.04 | 6.29 | 1066.666 | 11443.027 | 586.666 | 6293.665 | 348.965 | 220.978 | 263.974 | 165.983 | 83.33 | 999.9 | 49.5 | 44.15 | 24.28 | - | - | - | - | - | - | - | - | - | - | - | - | - | - | - | - | - | - | - | - | - | - | - | - | - | - | - | - | - | - | - | - | - | - | - | - | - | - | - | 1066.67 | 11443.03 | 586.67 | 6293.66 | - | 17804 | 10586 | 17972 | 11055 | $- | 57416 | 3669 | 1440 | 4292 | 2370 | $- | 3790 | 15561 | 16949 | 12344 | 12177 | 8380 | $- | 49850 | 122828 | 10782 | 3835 | 14617 | $- | 6396 | 6566 | 12962 | 161 | 698 | 859 | 28593 | $- | 28593 | 80328 | 137360 | 260188 | $- | $- | $- | $- | $- | $- | $- | $- | [8 empty] | $- | $- | $- | $- | $- | $- | $- | $- | $- | $- | $- | $- | $- | $- | $- | $- | $- | $- | $- | $- | $- | $- | $- | $- | $- | $- | $- | $- | $- | $- | $- | 260188 | $- | $- | 132580 | $- | $- | $- | 132580 | $- | 132580 | 49850 | 392768 | 0.22 | 0.16 | 33.95 | 284.54 | 28.32 | - | - | - | - | - | - | 28.32 | 16.13 | - | - | - | - | - | - | 16.13 | 3.33 | bar: 37 to 44
C - Commercial & Industrial | C2 - C&I Existing Buildings | C2b - C&I New & Replacement Equipment | Midstream | COM-HVAC-HPS | HVAC - Heat Pump System | HVAC | Midstream - Water Source Heat Pump Systems | EC2b064 | 1000 | 12 | 292286 | 372000 | -79714 | 500 | 505 | 6060 | 277.75 | 3333 | 7.04 | 6.29 | 3555.553 | 38143.424 | 1955.554 | 20978.883 | 1163.217 | 736.593 | 879.912 | 553.278 | 277.75 | 3333 | - | - | - | - | - | - | - | - | - | - | - | - | - | - | - | - | - | - | - | - | - | - | - | - | - | - | - | - | - | - | - | - | - | - | - | - | - | - | - | - | - | - | 3555.55 | 38143.42 | 1955.55 | 20978.88 | - | 59346 | 35286 | 59905 | 36850 | $- | 191388 | 12231 | 4801 | 14306 | 7899 | $- | 12633 | 51870 | 56497 | 41148 | 40591 | 27933 | $- | 166168 | 409425 | $- | $- | $- | $- | $- | $- | $- | $- | $- | $- | $- | $- | $- | $- | $- | 409425 | $- | $- | $- | $- | $- | $- | $- | $- | [8 empty] | $- | $- | $- | $- | $- | $- | $- | $- | $- | $- | $- | $- | $- | $- | $- | $- | $- | $- | $- | $- | $- | $- | $- | $- | $- | $- | $- | $- | $- | $- | $- | 409425 | $- | $- | 441934 | $- | $- | $- | 441934 | $- | 441934 | 166168 | 851360 | 0.22 | 0.16 | 113.18 | 948.47 | 94.38 | - | - | - | - | - | - | 94.38 | 53.78 | - | - | - | - | - | - | 53.78 | 2.91 | bar: 37 to 44
C - Commercial & Industrial | C2 - C&I Existing Buildings | C2b - C&I New & Replacement Equipment | Midstream | COM-HVAC-HPS | HVAC - Heat Pump System | HVAC | Midstream - MSHP Systems | EC2b053 | 500 | 12 | 196429 | 250000 | -53571 | 450 | 454.5 | 5454 | 249.975 | 2999.7 | 7.04 | 6.29 | 3199.998 | 34329.082 | 1759.999 | 18880.995 | 1046.895 | 662.934 | 791.921 | 497.95 | 249.98 | 2999.7 | - | - | - | - | - | - | - | - | - | - | - | - | - | - | - | - | - | - | - | - | - | - | - | - | - | - | - | - | - | - | - | - | - | - | - | - | - | - | - | - | - | - | 3200 | 34329.08 | 1760 | 18880.99 | - | 53412 | 31757 | 53915 | 33165 | $- | 172249 | 11008 | 4321 | 12876 | 7109 | $- | 11369 | 46683 | 50847 | 37033 | 36531 | 25140 | $- | 149551 | 368483 | $- | $- | $- | $- | $- | $- | $- | $- | $- | $- | $- | $- | $- | $- | $- | 368483 | $- | $- | $- | $- | $- | $- | $- | $- | [8 empty] | $- | $- | $- | $- | $- | $- | $- | $- | $- | $- | $- | $- | $- | $- | $- | $- | $- | $- | $- | $- | $- | $- | $- | $- | $- | $- | $- | $- | $- | $- | $- | 368483 | $- | $- | 397741 | $- | $- | $- | 397741 | $- | 397741 | 149551 | 766224 | 0.22 | 0.16 | 101.86 | 853.63 | 84.95 | - | - | - | - | - | - | 84.95 | 48.4 | - | - | - | - | - | - | 48.4 | 3.9 | bar: 37 to 44
C - Commercial & Industrial | C2 - C&I Existing Buildings | C2b - C&I New & Replacement Equipment | Midstream | COM-HVAC-DEEC | HVAC - Dual Enthalpy Economizer Controls (DEEC) | HVAC | Midstream - Dual Enthalpy Economizer Controls (DEEC) | EC2b054 | 100 | 10 | 35750 | 45500 | -9750 | 572.15 | 577.872 | 5778.715 | 317.829 | 3178.293 | 7.04 | 6.38 | 4068.619 | 36849.353 | 2237.741 | 20267.144 | 1109.224 | 702.403 | 839.069 | 527.597 | 317.83 | 3178.29 | 314.68 | 280.64 | 154.35 | - | - | - | - | - | - | - | - | - | - | - | - | - | - | - | - | - | - | - | - | - | - | - | - | - | - | - | - | - | - | - | - | - | - | - | - | - | - | - | 4068.62 | 36849.35 | 2237.74 | 20267.14 | - | 55333 | 33173 | 56595 | 34877 | $- | 179977 | 13212 | 5213 | 15544 | 8593 | $- | 14315 | 56877 | 53915 | 39624 | 39054 | 26865 | $- | 159458 | 396312 | 55243 | 20061 | 75304 | $- | 40661 | 41741 | 82402 | 1025 | 4438 | 5463 | 151793 | $- | 151793 | 426436 | 741398 | 1137711 | $- | $- | $- | $- | $- | $- | $- | $- | [8 empty] | $- | $- | $- | $- | $- | $- | $- | $- | $- | $- | $- | $- | $- | $- | $- | $- | $- | $- | $- | $- | $- | $- | $- | $- | $- | $- | $- | $- | $- | $- | $- | 1137711 | $- | $- | 422295 | $- | $- | $- | 422295 | $- | 422295 | 159458 | 1560006 | 0.22 | 0.16 | 129.51 | 945.32 | 108 | - | - | - | - | - | - | 108 | 61.54 | - | - | - | - | - | - | 61.54 | 43.64 | bar: 37 to 44
C - Commercial & Industrial | C2 - C&I Existing Buildings | C2b - C&I New & Replacement Equipment | Midstream | COM-HVAC-CP | HVAC - Circulator Pump | HVAC | Midstream - Circulator Pump | EC2b057 | 579 | 20 | 133156 | 169471 | -36315 | 356.447 | 360.012 | 7200.235 | 198.006 | 3960.13 | 7.04 | 6.06 | 2534.734 | 43643.276 | 1394.104 | 24003.802 | 1382.085 | 875.189 | 1045.474 | 657.381 | 198.01 | 3960.13 | 39.21 | 63.72 | 35.05 | 5.6 | 3.08 | - | - | - | - | - | - | - | - | - | - | - | - | - | - | - | - | - | - | - | - | - | - | - | - | - | - | - | - | - | - | - | - | - | - | - | - | - | 2534.73 | 43643.28 | 1394.1 | 24003.8 | - | 72292 | 43355 | 71034 | 44406 | $- | 231088 | 8719 | 3423 | 10199 | 5631 | $- | 9307 | 37279 | 70718 | 49149 | 50134 | 32812 | $- | 202812 | 471179 | 28193 | 10077 | 38269 | $- | 9232 | 9477 | 18709 | 233 | 1008 | 1240 | 68217 | $- | 68217 | 191643 | 318078 | 789257 | $- | $- | $- | $- | $- | $- | $- | $- | [8 empty] | $- | $- | $- | $- | $- | $- | $- | $- | $- | $- | $- | $- | $- | $- | $- | $- | $- | $- | $- | $- | $- | $- | $- | $- | $- | $- | $- | $- | $- | $- | $- | 789257 | $- | $- | 520743 | $- | $- | $- | 520743 | $- | 520743 | 202812 | 1310000 | 0.22 | 0.14 | 80.68 | 990.65 | 67.29 | - | - | - | - | - | - | 67.29 | 38.34 | - | - | - | - | - | - | 38.34 | 9.84 | bar: 37 to 44
C - Commercial & Industrial | C2 - C&I Existing Buildings | C2b - C&I New & Replacement Equipment | Midstream | COM-HVAC-HPS | HVAC - Heat Pump System | HVAC | Midstream - VRF | EC2b087 | 362 | 20 | 77550 | 180950 | -103400 | 2976.732 | 3006.499 | 60129.986 | 901.95 | 18038.996 | 7.04 | 6.06 | 21167.856 | 364469.967 | 6350.357 | 109340.99 | 6295.61 | 3986.618 | 4762.295 | 2994.473 | 901.95 | 18039 | 178.6 | 532.12 | 159.64 | 46.73 | 14.02 | - | - | - | - | - | - | - | - | - | - | - | - | - | - | - | - | - | - | - | - | - | - | - | - | - | - | - | - | - | - | - | - | - | - | - | - | - | 21167.86 | 364469.97 | 6350.36 | 109340.99 | - | 329301 | 197491 | 323570 | 202278 | $- | 1052640 | 39717 | 15591 | 46458 | 25650 | $- | 42395 | 169811 | 322130 | 223881 | 228366 | 149464 | $- | 923842 | 2146293 | 128423 | 45900 | 174323 | $- | 42053 | 43170 | 85223 | 1060 | 4590 | 5650 | 310738 | $- | 310738 | 872961 | 1448895 | 3595188 | $- | $- | $- | $- | $- | $- | $- | $- | [8 empty] | $- | $- | $- | $- | $- | $- | $- | $- | $- | $- | $- | $- | $- | $- | $- | $- | $- | $- | $- | $- | $- | $- | $- | $- | $- | $- | $- | $- | $- | $- | $- | 3595188 | $- | $- | 2372063 | $- | $- | $- | 2372063 | $- | 2372063 | 923842 | 5967251 | 0.22 | 0.14 | 673.8 | 8273.05 | 561.91 | - | - | - | - | - | - | 561.91 | 320.19 | - | - | - | - | - | - | 320.19 | 76.95 | bar: 37 to 44
C - Commercial & Industrial | C2 - C&I Existing Buildings | C2b - C&I New & Replacement Equipment | Midstream | COM-L-LS | Lighting - System | Lighting | Midstream - LED Screw In | EC2b059 | 64443 | 2 | 1159978 | 581474 | 578504 | 6232.025 | 3787.202 | 7574.404 | 1704.241 | 3408.482 | 7.04 | 6.99 | 26647.986 | 52966.21 | 11991.594 | 23834.794 | 1169.109 | 616.935 | 1032.77 | 593.076 | 1704.24 | 3408.48 | 560.88 | 511.97 | 230.39 | 359.45 | 161.75 | -6766.11 | -4111.76 | -8223.53 | -1850.29 | -3700.59 | -411.18 | -822.35 | -185.03 | -370.06 | -1373.73 | -834.81 | -1669.63 | -375.67 | -751.33 | - | - | - | - | - | - | - | - | - | - | - | - | - | - | - | - | - | - | - | - | - | - | - | 25402 | 50474.23 | 11430.9 | 22713.4 | - | 53232 | 26383 | 67596 | 37211 | $- | 184421 | 12203 | 4004 | 18227 | 9059 | $- | 22600 | 66094 | 51128 | 33814 | 47733 | 29397 | $- | 162072 | 412586 | 16786 | 5448 | 22233 | $- | 25481 | 11588 | 37069 | 666 | 2179 | 2845 | 45676 | $- | 45676 | 128317 | 236140 | 648727 | $- | $- | $- | $- | $- | -2934 | $- | -2934 | -8 | $- | $- | $- | $- | $- | -784 | $- | -793 | $- | -2639 | -2639 | -6365 | $- | -15610 | $- | -15610 | -31 | $- | -7394 | $- | -7394 | -23034 | $- | $- | $- | $- | $- | $- | $- | $- | $- | $- | $- | $- | $- | $- | $- | -23034 | 619327 | $- | $- | 160115 | $- | $- | $- | 160115 | $- | 160115 | 152039 | 779442 | 0.22 | 0.22 | 764.27 | 1523.21 | - | - | - | - | - | - | - | - | - | - | - | - | - | - | - | - | 0.67
C - Commercial & Industrial | C2 - C&I Existing Buildings | C2b - C&I New & Replacement Equipment | Midstream | COM-L-LS | Lighting - System | Lighting | Midstream - LED Stairwell Kit | EC2b060 | 3000 | 6 | 226200 | 232727 | -6527 | 445.903 | 383.476 | 2300.858 | 99.704 | 598.223 | 7.04 | 6.57 | 2698.264 | 15115.871 | 701.549 | 3930.126 | 205.19 | 108.278 | 181.262 | 104.091 | 99.7 | 598.22 | 23.19 | 62.12 | 16.15 | 62.89 | 16.35 | - | - | - | - | - | - | - | - | - | - | - | - | - | - | - | - | - | - | - | - | - | - | - | - | - | - | - | - | - | - | - | - | - | - | - | - | - | 2698.26 | 15115.87 | 701.55 | 3930.13 | - | 9621 | 4718 | 11899 | 6562 | $- | 32800 | 2547 | 823 | 3601 | 1789 | $- | 3831 | 12592 | 9852 | 6401 | 8684 | 5582 | $- | 30518 | 75910 | 3259 | 1231 | 4490 | $- | 4255 | 1993 | 6248 | 107 | 400 | 507 | 9570 | $- | 9570 | 26885 | 47700 | 123610 | $- | $- | $- | $- | $- | $- | $- | $- | [8 empty] | $- | $- | $- | $- | $- | $- | $- | $- | $- | $- | $- | $- | $- | $- | $- | $- | $- | $- | $- | $- | $- | $- | $- | $- | $- | $- | $- | $- | $- | $- | $- | 123610 | $- | $- | 27994 | $- | $- | $- | 27994 | $- | 27994 | 30518 | 151604 | 0.22 | 0.18 | 86.26 | 419.55 | 71.67 | - | - | - | - | - | - | 71.67 | - | - | - | - | - | - | - | - | 0.67 | bar: 37 to 44
C - Commercial & Industrial | C2 - C&I Existing Buildings | C2b - C&I New & Replacement Equipment | Midstream | COM-L-LS | Lighting - System | Lighting | Midstream - LED Linear Lamp (TLED) | EC2b058 | 75564 | 7 | 589396 | 604509 | -15113 | 4217.565 | 3699.648 | 25897.538 | 961.909 | 6733.36 | 7.04 | 6.51 | 26031.931 | 168682.756 | 6768.302 | 43857.516 | 2309.542 | 1218.738 | 2040.208 | 1171.605 | 961.91 | 6733.36 | 219.31 | 600.65 | 156.17 | 473.99 | 123.24 | -2254.71 | -1977.83 | -13844.82 | -514.24 | -3599.65 | -197.78 | -1384.48 | -51.42 | -359.97 | -457.77 | -401.56 | -2810.92 | -104.41 | -730.84 | - | - | - | - | - | - | - | - | - | - | - | - | - | - | - | - | - | - | - | - | - | - | - | 25432.59 | 164487.35 | 6612.47 | 42766.71 | - | 108939 | 53782 | 133864 | 74217 | $- | 370802 | 28606 | 9312 | 40153 | 20029 | $- | 39541 | 137641 | 111669 | 71189 | 96966 | 61956 | $- | 341780 | 850223 | 37280 | 14012 | 51292 | $- | 41140 | 21080 | 62220 | 1037 | 4220 | 5257 | 107839 | $- | 107839 | 302955 | 529563 | 1379786 | $- | $- | $- | $- | $- | -2933 | $- | -2933 | -9 | $- | $- | $- | $- | $- | -478 | $- | -487 | $- | -2637 | -2637 | -6057 | $- | -15668 | $- | -15668 | -33 | $- | -7390 | $- | -7390 | -23091 | $- | $- | $- | $- | $- | $- | $- | $- | $- | $- | $- | $- | $- | $- | $- | -23091 | 1350637 | $- | $- | 314768 | $- | $- | $- | 314768 | $- | 314768 | 331753 | 1665405 | 0.22 | 0.18 | 790.04 | 4277.42 | 691.46 | -10.5 | -31.64 | - | - | - | - | 649.33 | - | - | - | - | - | - | - | - | 2.83
C - Commercial & Industrial | C2 - C&I Existing Buildings | C2b - C&I New & Replacement Equipment | Midstream | COM-L-LS | Lighting - System | Lighting | Midstream - LED Linear Lamp (TLED) with Controls | EC2b099 | [20 empty] | - | -
C - Commercial & Industrial | C2 - C&I Existing Buildings | C2b - C&I New & Replacement Equipment | Midstream | COM-L-LS | Lighting - System | Lighting | Midstream - LED Linear Fixture | EC2b088 | 52130 | 7 | 1689001 | 1546749 | 142251 | 5853.411 | 5731.66 | 40121.619 | 1547.548 | 10832.837 | 7.04 | 6.51 | 40329.827 | 261330.836 | 10889.053 | 70559.326 | 3715.663 | 1960.744 | 3282.35 | 1884.914 | 1547.55 | 10832.84 | 316.08 | 930.55 | 251.25 | 734.33 | 198.27 | -3129.23 | -3064.15 | -21449.02 | -827.32 | -5791.23 | -306.41 | -2144.9 | -82.73 | -579.12 | -635.33 | -622.11 | -4354.8 | -167.97 | -1175.8 | - | - | - | - | - | - | - | - | - | - | - | - | - | - | - | - | - | - | - | - | - | - | - | 39401.3 | 254831.13 | 10638.35 | 68804.41 | - | 175265 | 86526 | 215364 | 119403 | $- | 596558 | 46022 | 14982 | 64599 | 32223 | $- | 63614 | 221440 | 179656 | 114531 | 156002 | 99677 | $- | 549866 | 1367864 | 59977 | 22543 | 82520 | $- | 66187 | 33915 | 100101 | 1668 | 6790 | 8458 | 173495 | $- | 173495 | 487403 | 851977 | 2219842 | $- | $- | $- | $- | $- | -4718 | $- | -4718 | -14 | $- | $- | $- | $- | $- | -770 | $- | -784 | $- | -4243 | -4243 | -9745 | $- | -25208 | $- | -25208 | -54 | $- | -11889 | $- | -11889 | -37150 | $- | $- | $- | $- | $- | $- | $- | $- | $- | $- | $- | $- | $- | $- | $- | -37150 | 2172947 | $- | $- | 506408 | $- | $- | $- | 506408 | $- | 506408 | 533735 | 2679355 | 0.22 | 0.18 | 1223.97 | 6626.77 | 1071.25 | -16.26 | -49.02 | - | - | - | - | 1005.97 | - | - | - | - | - | - | - | - | 1.59
C - Commercial & Industrial | C2 - C&I Existing Buildings | C2b - C&I New & Replacement Equipment | Midstream | COM-L-LS | Lighting - System | Lighting | Midstream - LED Linear Fixture with Controls | EC2b061 | 10000 | 7 | 1247000 | 868889 | 378111 | 1429.531 | 1341.472 | 9390.304 | 778.054 | 5446.377 | 7.04 | 6.51 | 9439.035 | 61163.436 | 5474.64 | 35474.793 | 1868.107 | 985.794 | 1650.252 | 947.67 | 778.05 | 5446.38 | 165.83 | 217.79 | 126.32 | 171.87 | 99.68 | -764.23 | -717.15 | -5020.06 | -415.95 | -2911.63 | -71.72 | -502.01 | -41.59 | -291.16 | -155.16 | -145.6 | -1019.22 | -84.45 | -591.15 | - | - | - | - | - | - | - | - | - | - | - | - | - | - | - | - | - | - | - | - | - | - | - | 9221.72 | 59642.21 | 5348.6 | 34592.48 | - | 88117 | 43502 | 108278 | 60032 | $- | 299929 | 23138 | 7533 | 32478 | 16201 | $- | 31983 | 111333 | 90325 | 57582 | 78432 | 50114 | $- | 276454 | 687715 | 30154 | 11334 | 41488 | $- | 33276 | 17051 | 50327 | 839 | 3414 | 4252 | 87227 | $- | 87227 | 245049 | 428345 | 1116060 | $- | $- | $- | $- | $- | -2372 | $- | -2372 | -7 | $- | $- | $- | $- | $- | -387 | $- | -394 | $- | -2133 | -2133 | -4899 | $- | -12674 | $- | -12674 | -27 | $- | -5977 | $- | -5977 | -18678 | $- | $- | $- | $- | $- | $- | $- | $- | $- | $- | $- | $- | $- | $- | $- | -18678 | 1092483 | $- | $- | 568797 | $- | $- | $- | 568797 | $- | 568797 | 268343 | 1661280 | 0.22 | 0.18 | 286.46 | 1550.97 | 250.72 | -3.81 | -11.47 | - | - | - | - | 235.44 | - | - | - | - | - | - | - | - | 1.33
C - Commercial & Industrial | C2 - C&I Existing Buildings | C2b - C&I New & Replacement Equipment | Midstream | COM-L-LS | Lighting - System | Lighting | Midstream - High Bay / Low Bay | EC2b062 | 20000 | 8 | 3087000 | 2548541 | 538459 | 15325.152 | 13912.173 | 111297.385 | 6816.965 | 54535.719 | 7.04 | 6.46 | 97890.584 | 718802.71 | 47966.386 | 352213.328 | 18705.751 | 9870.965 | 16524.323 | 9489.215 | 6816.96 | 54535.72 | 1501.86 | 2258.68 | 1106.75 | 1782.39 | 873.37 | -16638.52 | -15104.45 | -120835.57 | -7401.18 | -59209.43 | -1510.44 | -12083.56 | -740.12 | -5920.94 | -3378.12 | -3066.66 | -24533.28 | -1502.66 | -12021.31 | - | - | - | - | - | - | - | - | - | - | - | - | - | - | - | - | - | - | - | - | - | - | - | 93313.48 | 682185.87 | 45723.6 | 334271.08 | - | 889696 | 441416 | 1085928 | 605812 | $- | 3022852 | 230703 | 75497 | 321263 | 161157 | $- | 293613 | 1082233 | 908539 | 569728 | 783665 | 495777 | $- | 2757709 | 6862793 | 308649 | 114585 | 423235 | $- | 291552 | 295108 | 586660 | 7349 | 31411 | 38760 | 872528 | $- | 872528 | 2451210 | 4372393 | 11235186 | $- | $- | $- | $- | $- | -48500 | $- | -48500 | -144 | $- | $- | $- | $- | $- | -7065 | $- | -7209 | $- | -43624 | -43624 | -99333 | $- | -259098 | $- | -259098 | -556 | $- | -122248 | $- | -122248 | -381901 | $- | $- | $- | $- | $- | $- | $- | $- | $- | $- | $- | $- | $- | $- | $- | -381901 | 10753951 | $- | $- | 2546792 | $- | $- | $- | 2546792 | $- | 2546792 | 2591837 | 13300743 | 0.22 | 0.17 | 2807.54 | 16571.02 | 2600.19 | -80.16 | -241.62 | - | - | - | - | 2278.4 | - | - | - | - | - | - | - | - | 4.31
C - Commercial & Industrial | C2 - C&I Existing Buildings | C2b - C&I New & Replacement Equipment | Midstream | COM-L-LS | Lighting - System | Lighting | Midstream - High Bay / Low Bay with Controls | EC2b096 | 1500 | 8 | 316050 | 301500 | 14550 | 1195.388 | 1085.173 | 8681.383 | 531.735 | 4253.878 | 7.04 | 6.46 | 7635.63 | 56067.82 | 3741.459 | 27473.232 | 1459.08 | 769.952 | 1288.925 | 740.175 | 531.73 | 4253.88 | 117.15 | 176.18 | 86.33 | 139.03 | 68.12 | -1297.83 | -1178.17 | -9425.38 | -577.3 | -4618.44 | -117.82 | -942.54 | -57.73 | -461.84 | -263.5 | -239.2 | -1913.64 | -117.21 | -937.68 | - | - | - | - | - | - | - | - | - | - | - | - | - | - | - | - | - | - | - | - | - | - | - | 7278.61 | 53211.64 | 3566.52 | 26073.71 | - | 69398 | 34431 | 84704 | 47254 | $- | 235788 | 17995 | 5889 | 25059 | 12570 | $- | 22902 | 84416 | 70868 | 44440 | 61127 | 38671 | $- | 215106 | 535309 | 24075 | 8938 | 33013 | $- | 22742 | 23019 | 45760 | 573 | 2450 | 3023 | 68059 | $- | 68059 | 191198 | 341054 | 876363 | $- | $- | $- | $- | $- | -3783 | $- | -3783 | -11 | $- | $- | $- | $- | $- | -551 | $- | -562 | $- | -3403 | -3403 | -7748 | $- | -20210 | $- | -20210 | -43 | $- | -9536 | $- | -9536 | -29789 | $- | $- | $- | $- | $- | $- | $- | $- | $- | $- | $- | $- | $- | $- | $- | -29789 | 838826 | $- | $- | 443802 | $- | $- | $- | 443802 | $- | 443802 | 202168 | 1282628 | 0.22 | 0.17 | 218.99 | 1292.57 | 202.82 | -6.25 | -18.85 | - | - | - | - | 177.72 | - | - | - | - | - | - | - | - | 4.06
C - Commercial & Industrial | C2 - C&I Existing Buildings | C2b - C&I New & Replacement Equipment | Midstream | COM-L-LS | Lighting - System | Lighting | Midstream - LED Exterior | EC2b063 | 6838 | 6 | 308065 | 451118 | -143052 | 3478.366 | 3200.097 | 19200.581 | 544.016 | 3264.099 | 7.06 | 6.58 | 22607.879 | 126322.564 | 3843.339 | 21474.836 | 626.707 | 946.589 | 656.084 | 1031.455 | 544.02 | 3264.1 | 118.26 | - | - | 640.02 | 108.8 | - | - | - | - | - | - | - | - | - | - | - | - | - | - | - | - | - | - | - | - | - | - | - | - | - | - | - | - | - | - | - | - | - | - | - | - | - | 22607.88 | 126322.56 | 3843.34 | 21474.84 | - | 29384 | 41243 | 43070 | 65026 | $- | 178724 | 7779 | 7194 | 13035 | 17729 | $- | 20906 | 66642 | 30089 | 55957 | 31432 | 55312 | $- | 172790 | 418155 | $- | $- | $- | $- | $- | $- | $- | $- | $- | $- | $- | $- | $- | $- | $- | 418155 | $- | $- | $- | $- | $- | $- | $- | $- | [8 empty] | $- | $- | $- | $- | $- | $- | $- | $- | $- | $- | $- | $- | $- | $- | $- | $- | $- | $- | $- | $- | $- | $- | $- | $- | $- | $- | $- | $- | $- | $- | $- | 418155 | $- | $- | 152744 | $- | $- | $- | 152744 | $- | 152744 | 172790 | 570900 | 0.22 | 0.18 | 702.82 | 3365.84 | 598.1 | - | - | - | - | - | - | 598.1 | - | - | - | - | - | - | - | - | 1.85 | bar: 37 to 44
C - Commercial & Industrial | C2 - C&I Existing Buildings | C2b - C&I New & Replacement Equipment | Midstream | COM-L-LS | Lighting - System | Lighting | Midstream - LED Exterior with Controls | EC2b100 | 500 | 6 | 31875 | 73000 | -41125 | 269.663 | 248.09 | 1488.542 | 42.175 | 253.052 | 7.06 | 6.58 | 1752.696 | 9793.271 | 297.958 | 1664.856 | 48.586 | 73.385 | 50.863 | 79.964 | 42.18 | 253.05 | 9.17 | - | - | 49.62 | 8.44 | - | - | - | - | - | - | - | - | - | - | - | - | - | - | - | - | - | - | - | - | - | - | - | - | - | - | - | - | - | - | - | - | - | - | - | - | - | 1752.7 | 9793.27 | 297.96 | 1664.86 | - | 2278 | 3197 | 3339 | 5041 | $- | 13856 | 603 | 558 | 1011 | 1374 | $- | 1621 | 5166 | 2333 | 4338 | 2437 | 4288 | $- | 13396 | 32418 | $- | $- | $- | $- | $- | $- | $- | $- | $- | $- | $- | $- | $- | $- | $- | 32418 | $- | $- | $- | $- | $- | $- | $- | $- | [8 empty] | $- | $- | $- | $- | $- | $- | $- | $- | $- | $- | $- | $- | $- | $- | $- | $- | $- | $- | $- | $- | $- | $- | $- | $- | $- | $- | $- | $- | $- | $- | $- | 32418 | $- | $- | 26455 | $- | $- | $- | 26455 | $- | 26455 | 13396 | 58873 | 0.22 | 0.18 | 54.49 | 260.94 | 46.37 | - | - | - | - | - | - | 46.37 | - | - | - | - | - | - | - | - | 1.85 | bar: 37 to 44
A - Residential | A2 - Residential Existing Buildings | A2a - Residential Coordinated Delivery | Electrification | RES-HVAC-HP-C | HVAC - Heat Pump - High Rise | HVAC | CVEO Heat Pumps, Oil | CVEO2 | [20 empty] | - | -
A - Residential | A2 - Residential Existing Buildings | A2a - Residential Coordinated Delivery | Electrification | RES-HVAC-HP-C | HVAC - Heat Pump - High Rise | HVAC | CVEO Heat Pumps, Propane | CVEO3 | [20 empty] | - | -
B - Income Eligible | B1 - Income Eligible Existing Buildings | B1a - Income Eligible Coordinated Delivery | Electrification | IE-HVAC-HP-C | HVAC - Heat Pump - IE Multi-Family | HVAC | CVEO Heat Pumps, Oil | CVEO10 | [20 empty] | - | -
B - Income Eligible | B1 - Income Eligible Existing Buildings | B1a - Income Eligible Coordinated Delivery | Electrification | IE-HVAC-HP-C | HVAC - Heat Pump - IE Multi-Family | HVAC | CVEO Heat Pumps, Propane | CVEO11 | [20 empty] | - | -
TOTAL
[7 empty] | A1a - Residential New Homes & Renovations |  | 17338 | 300 | 7393500 | 7485000 | -91500 | 2811 | 2811 | 66033 | 2808 | 66343 | 99 | 84 | 19776 | 391599 | 19736 | 391905 | 7732 | 6518 | 23106 | 28987 | 3092.1 | 72866.5 | 2254 | 438 | 323 | 602 | 671 | - | - | - | - | - | - | - | - | - | 4473 | 4473 | 108916 | 4115 | 100203 | 26388 | 26388 | 633502 | 8761 | 213789 | - | - | - | - | - | - | - | - | - | - | - | - | - | - | - | - | - | - | 50636 | 1134017 | 32612 | 705897 | - | 407432 | 326057 | 1563858 | 1961607 | - | 4258954 | 41979 | 21762 | 192980 | 207010 | - | 133948 | 597679 | 408702 | 372507 | 1149539 | 1460675 | - | 3391424 | 8248057 | 330141 | 119040 | 449181 | - | 85149 | 87410 | 172559 | 2146 | 9293 | 11440 | 754112 | - | 754112 | 2118540 | 3505831 | 11753889 | - | - | - | - | - | - | - | - | [8 empty] | - | - | - | - | - | 2564522 | - | - | 2564522 | 5104 | 1106021 | - | - | 1106021 | 3675647 | 8604739 | 2037654 | 10642393 | - | - | - | - | - | - | - | - | - | - | - | - | 14318040 | 26071929 | 834240 | - | - | - | - | - | 834240 | - | 834240 | 6535099 | 26906169 |  |  | 2639.85 | 56647.42 | 525.46 | - | 352.43 | 1664.27 | - | - | - | 2542.17 | 299.42 | - | 352.43 | 1664.27 | - | - | - | 2316.12 | 14.18 | - | bar: 37 to 44
[7 empty] | A2a - Residential Coordinated Delivery |  | 346056 | 1166 | 39775873 | 32761572 | 7014301 | 18505 | 13012 | 99655 | 10476 | 97437 | 423 | 375 | 91475 | 612111 | 73653 | 595514 | 12844 | 11266 | 33732 | 39595 | 10820.26 | 102596.8 | 4870 | 1693 | 1339 | 2458 | 1932 | - | - | - | - | - | - | - | - | - | 122577 | 95803 | 2039068 | 98247 | 2097365 | 12205 | 11175 | 230863 | 11568 | 238888 | - | - | - | - | - | - | - | - | - | - | - | - | 21163109 | 293971813 | - | - | - | - | 198453 | 2882042 | 183467 | 2931768 | - | 649868 | 536576 | 2270437 | 2644367 | - | 6101248 | 101501 | 56096 | 386312 | 379775 | - | 313720 | 1237405 | 647724 | 641437 | 1647318 | 2006869 | - | 4943348 | 12282001 | 509452 | 181310 | 690762 | - | 247554 | 197728 | 445281 | 6332 | 25717 | 32049 | 1249011 | - | 1249011 | 3508868 | 5925971 | 18207972 | - | - | - | - | - | - | - | - | [8 empty] | - | - | - | - | - | 53246546 | - | - | 53246546 | 105961 | 22891018 | - | - | 22891018 | 76243525 | 9562611 | 2244150 | 11806761 | - | - | - | - | - | - | - | - | - | - | - | 5067138 | 93117424 | 111325397 | 11112557 | 228 | 143758 | - | - | - | 11256542 | - | 11256542 | 30078517 | 122581939 |  |  | 11141.94 | 189309.93 | 1386.85 | - | 7548.29 | 704.84 | - | - | - | 9639.98 | 389.5 | - | 7440.92 | 692.83 | - | - | - | 8523.25 | 1192.2 | - | bar: 37 to 44
[7 empty] | A2b - Residential Conservation Services (RCS) |  | - | - | - | - | - | - | - | - | - | - | - | - | - | - | - | - | - | - | - | - | - | - | - | - | - | - | - | - | - | - | - | - | - | - | - | - | - | - | - | - | - | - | - | - | - | - | - | - | - | - | - | - | - | - | - | - | - | - | - | - | - | - | - | - | - | - | - | - | - | - | - | - | - | - | - | - | - | - | - | - | - | - | - | - | - | - | - | - | - | - | - | - | - | - | - | - | - | - | - | - | - | - | - | - | - | - | - | - | - | - | - | - | - | [8 empty] | - | - | - | - | - | - | - | - | - | - | - | - | - | - | - | - | - | - | - | - | - | - | - | - | - | - | - | - | - | - | - | - | - | - | - | - | - | - | - | - | - | - | - |  |  | - | - | - | - | - | - | - | - | - | - | - | - | - | - | - | - | - | - | - | - | bar: 37 to 44
[7 empty] | A2c - Residential Retail |  | 79912 | 1279 | 37339025 | 19374480 | 17964545 | 11347 | 9952 | 36275 | 4936 | 10014 | 528 | 468 | 70439 | 265065 | 35054 | 91505 | 28594 | 24442 | -18158 | -24859 | 13479.61 | 156982.77 | 5849 | 3342 | 2387 | 203 | -228 | 1936 | 1934 | 42758 | 1519 | 33839 | 193 | 4276 | 152 | 3384 | 94859 | 94859 | 1639047 | 86226 | 1487865 | 29385 | 29385 | 525663 | 25998 | 462075 | - | - | - | - | 3517 | 27325 | 3517 | 27325 | - | - | - | - | 1556307 | 14391371 | 161 | 645 | 72 | 287 | 198393 | 2461376 | 150946 | 2072154 | - | 1456373 | 1169278 | -1261664 | -1713886 | - | -349898 | 246441 | 134267 | -137110 | -185749 | - | 142148 | 199997 | 1411688 | 1374634 | -840931 | -1211471 | - | 733919 | 584018 | 1142463 | 404940 | 1547403 | - | 598355 | 524706 | 1123061 | 15126 | 61404 | 76531 | 2917808 | - | 2917808 | 8197051 | 13861855 | 14445873 | -9043 | - | 44616 | - | - | - | - | 35572 | 86 | -655 | - | 2653 | - | - | - | - | 2084 | 26645 | - | 26645 | 64301 | 37123698 | - | - | 37123698 | 73861 | 15673363 | - | - | 15673363 | 52870922 | 18379343 | 3946121 | 22325463 | - | - | - | 588402 | 1251 | 269830 | 859483 | - | - | - | - | 248875 | 76304743 | 90814917 | 1467376 | - | - | - | - | - | 1467376 | 39073 | 1506450 | 20688951 | 92321367 |  |  | 11961.43 | 173896.02 | 1487.22 | 10.26 | 8800.09 | 2102.73 | 250.73 | - | 161.14 | 12651.04 | -164.17 | 10.26 | 8799.84 | 2102.53 | 96.58 | - | - | 10845.04 | 657.26 | -
[7 empty] | A2d - Residential Behavior |  | 210000 | 1 | - | - | - | 9555 | 9937 | 9937 | 9937 | 9937 | 7 | 7 | 69835 | 69835 | 69835 | 69835 | 1892 | 1503 | 3489 | 3053 | 9937.2 | 9937.2 | 2432 | 1338 | 1338 | 2068 | 2068 | - | - | - | - | - | - | - | - | - | - | - | - | - | - | - | - | - | - | - | - | - | - | - | - | - | - | - | - | - | - | - | - | - | - | - | - | - | 69835 | 69835 | 69835 | 69835 | - | 90186 | 65339 | 234263 | 192601 | - | 582388 | 17265 | 8106 | 51996 | 38311 | - | 54668 | 170346 | 86509 | 76534 | 161752 | 143865 | - | 468661 | 1221395 | 60089 | 15468 | 75557 | - | 64422 | 34764 | 99186 | 1850 | 7783 | 9633 | 132685 | - | 132685 | 372755 | 689815 | 1911211 | - | - | - | - | - | - | - | - | [8 empty] | - | - | - | - | - | - | - | - | - | - | - | - | - | - | - | - | - | - | - | - | - | - | - | - | - | - | - | - | - | - | - | 1911211 | - | - | - | - | - | - | - | - | - | 468661 | 1911211 |  |  | 2210.91 | 2210.91 | - | - | - | - | - | - | - | - | - | - | - | - | - | - | - | - | - | - | bar: 37 to 44
[7 empty] | A2e - Residential Active Demand Reduction |  | 52460 | 4 | 3841200 | 3841200 | - | - | - | - | - | - | 28 | 28 | - | - | - | - | - | - | - | - | - | - | 34800 | 38800 | 38800 | - | - | - | - | - | - | - | - | - | - | - | - | - | - | - | - | - | - | - | - | - | - | - | - | - | - | - | - | - | - | - | - | - | - | - | - | - | - | - | - | - | - | - | 24 | - | - | - | - | - | - | - | - | - | - | - | - | - | - | - | - | - | - | - | - | - | 594286 | 594286 | - | - | 1335655 | 1335655 | - | 299025 | 299025 | 3848182 | - | 3848182 | 10810766 | 16887915 | 16887915 | - | - | - | - | - | - | - | - | [8 empty] | - | - | - | - | - | - | - | - | - | - | - | - | - | - | - | - | - | - | - | - | - | - | - | - | - | - | - | - | - | - | - | 16887915 | - | - | - | - | - | - | - | - | - | - | 16887915 |  |  | - | - | - | - | - | - | - | - | - | - | - | - | - | - | - | - | - | - | 18.57 | - | bar: 37 to 44
[7 empty] | B1a - Income Eligible Coordinated Delivery |  | 173762 | 1197 | 39161682 | 39161682 | - | 12550 | 11286 | 66253 | 11286 | 66253 | 507 | 454 | 79478 | 430843 | 79478 | 430843 | 18803 | 17306 | 15665 | 14487 | 15057.08 | 129392.27 | 3306 | 1780 | 1780 | 1411 | 1411 | 30004 | 30004 | 514523 | 30004 | 514523 | 3000 | 51452 | 3000 | 51452 | 65324 | 65324 | 1200690 | 65324 | 1200690 | 8839 | 8839 | 195173 | 8839 | 195173 | - | - | - | - | - | - | - | - | - | - | - | - | 11223266 | 140553779 | 14 | 171 | 14 | 171 | 156642 | 1878159 | 156642 | 1878159 | - | 926239 | 805461 | 1036190 | 925665 | - | 3693556 | 202465 | 114412 | 320556 | 260596 | - | 349600 | 1247630 | 919079 | 984698 | 747343 | 762203 | - | 3413323 | 8354509 | 466654 | 168234 | 634888 | - | 359655 | 283357 | 643012 | 9164 | 37012 | 46177 | 1233138 | - | 1233138 | 3464277 | 6021492 | 14376001 | - | 89731 | 338069 | - | - | - | - | 427800 | 1291 | - | 5266 | 19362 | - | - | - | - | 25919 | 398295 | - | 398295 | 852013 | 30132358 | - | - | 30132358 | 59954 | 12461967 | - | - | 12461967 | 42654279 | 7830147 | 1811863 | 9642010 | - | - | - | - | - | - | - | - | - | - | - | 2427003 | 54723291 | 69951306 | 39186866 | 977625 | 3959729 | 56487 | - | - | 44180707 | 24241 | 44204948 | 18109689 | 114156254 |  |  | 8387.36 | 121233.3 | 1519.24 | 159.23 | 5470.65 | 562.29 | - | - | 14.26 | 7711.41 | 331.8 | 151.32 | 5469.54 | 562.25 | - | - | 14.26 | 6514.91 | 2810.94 | -
[7 empty] | B1b - Income Eligible Active Demand Reduction |  | 1000 | 1 | 55000 | 55000 | - | - | - | - | - | - | 7 | 7 | - | - | - | - | - | - | - | - | - | - | 650 | 650 | 650 | - | - | - | - | - | - | - | - | - | - | - | - | - | - | - | - | - | - | - | - | - | - | - | - | - | - | - | - | - | - | - | - | - | - | - | - | - | - | - | - | - | - | - | 3 | - | - | - | - | - | - | - | - | - | - | - | - | - | - | - | - | - | - | - | - | - | 7515 | 7515 | - | - | 16891 | 16891 | - | 3781 | 3781 | 64467 | - | 64467 | 181108 | 273762 | 273762 | - | - | - | - | - | - | - | - | [8 empty] | - | - | - | - | - | - | - | - | - | - | - | - | - | - | - | - | - | - | - | - | - | - | - | - | - | - | - | - | - | - | - | 273762 | - | - | - | - | - | - | - | - | - | - | 273762 |  |  | - | - | - | - | - | - | - | - | - | - | - | - | - | - | - | - | - | - | 4.98 | - | bar: 37 to 44
[7 empty] | C1a - C&I New Buildings & Major Renovations |  | 224 | 355 | 7552873 | 7176785 | 376088 | 17139 | 14032 | 226323 | 10022 | 163651 | 162 | 143 | 98852 | 1397882 | 70597 | 1009772 | 77661 | 32691 | 32575 | 20784 | 10021.51 | 163651.1 | 1544 | 1524 | 1089 | 1050 | 754 | -9298 | -9609 | -153091 | -8082 | -136238 | -961 | -15309 | -808 | -13624 | -791 | -859 | -9168 | -558 | -5959 | - | - | - | - | - | - | - | - | - | - | - | - | - | - | - | - | - | - | - | - | - | - | - | 97032 | 1373405 | 69230 | 990189 | - | 4032541 | 1604933 | 2216433 | 1398497 | - | 9252404 | 591792 | 151639 | 382384 | 213793 | - | 461027 | 1800634 | 3884809 | 1827861 | 1536432 | 1040043 | - | 8289144 | 19342182 | 719912 | 255621 | 975533 | - | 286502 | 286648 | 573150 | 7222 | 31055 | 38277 | 1783399 | - | 1783399 | 5010134 | 8380493 | 27722676 | - | - | - | - | - | -114562 | - | -114562 | -344 | - | - | - | - | - | -7691 | - | -8035 | - | -105903 | -105903 | -228500 | - | -131359 | - | -131359 | -286 | - | -62038 | - | -62038 | -193683 | - | - | - | - | - | - | - | - | - | - | - | - | - | - | - | -193683 | 27300493 | - | - | 14076444 | - | - | - | 14076444 | - | 14076444 | 8121203 | 41376937 |  |  | 3052.75 | 32165.44 | 2622.52 | -50.99 | -67.7 | - | - | - | - | 2503.83 | 1092.84 | -28.35 | - | - | - | - | - | 1064.48 | 179.41 | -
[7 empty] | C2a - C&I Existing Building Retrofit |  | 12082 | 703 | 107731965 | 71015643 | 36716322 | 161313 | 154743 | 1748866 | 136678 | 1637414 | 408 | 369 | 1089067 | 10894064 | 961895 | 10158422 | 485586 | 287491 | 478174 | 386522 | 137263.93 | 1646199.01 | 24911 | 20596 | 18311 | 19433 | 17175 | -2344533 | -2738843 | -60907937 | -2712154 | -61587930 | -273884 | -6090794 | -271215 | -6158793 | -16110 | -17731 | -35288 | -10995 | 11182 | 161 | 161 | 2415 | 151 | 2270 | - | - | - | - | - | - | - | - | - | - | - | - | 282282 | 2822820 | - | - | - | - | 797613 | 4770398 | 679836 | 4013082 | - | 24414327 | 13697939 | 32127407 | 25726551 | - | 95966225 | 4733075 | 1579088 | 6153245 | 4007802 | - | 5886355 | 22359565 | 21723501 | 14212318 | 18806872 | 15765698 | - | 70508390 | 188834179 | 9202047 | 3326053 | 12528099 | - | 4799636 | 3824891 | 8624528 | 121015 | 504266 | 625282 | 23013839 | - | 23013839 | 64653190 | 109444938 | 298279117 | - | - | - | - | - | -52239708 | - | -52239708 | -162640 | - | - | - | - | - | -2602320 | - | -2764960 | - | -32586645 | -32586645 | -87591313 | - | 387183 | - | 387183 | 1082 | - | 189450 | - | 189450 | 577715 | 89677 | 20594 | 110271 | - | - | - | - | - | - | - | - | - | - | - | 48881 | 736867 | 211424671 | 848379 | - | 58836134 | - | - | - | 59684513 | - | 59684513 | 38131789 | 271109184 |  |  | 18792.86 | -61486.43 | 23766.23 | -2235.29 | -1339.81 | 10.15 | - | - | - | 20201.28 | 4500.95 | -146.3 | 749.29 | 10.15 | - | - | - | 5114.09 | 413.55 | -
[7 empty] | C2b - C&I New & Replacement Equipment |  | 238773 | 746 | 16364243 | 14860745 | 1503497 | 56845 | 50275 | 493599 | 22584 | 240933 | 443 | 399 | 354054 | 3121397 | 159031 | 1516432 | 78791 | 55479 | 63188 | 43555 | 24202.55 | 256109.39 | 4589 | 7035 | 3145 | 5516 | 2381 | -32801 | -28367 | -188348 | -13176 | -87256 | -2837 | -18835 | -1318 | -8726 | -118 | 812 | 73653 | 2845 | 76247 | 6604 | 6604 | 59249 | 6488 | 57273 | - | - | - | - | 13562 | 50430 | 13562 | 50430 | - | - | - | - | 45878 | 367028 | - | - | - | - | 372196 | 3285894 | 180608 | 1691657 | - | 3947919 | 2645089 | 4237010 | 2873669 | - | 13703686 | 767036 | 315326 | 984505 | 564285 | - | 946359 | 3577512 | 3889565 | 3136950 | 2980431 | 2216607 | - | 12223553 | 29504751 | 1351140 | 487039 | 1838180 | - | 810039 | 773242 | 1583281 | 20431 | 87053 | 107483 | 3527859 | - | 3527859 | 9910877 | 16967681 | 46472432 | - | - | - | - | - | -71162 | - | -71162 | -211 | - | - | - | - | - | -11446 | - | -11657 | - | -63940 | -63940 | -146759 | - | 1731518 | - | 1731518 | 3850 | - | 821405 | - | 821405 | 2556773 | 2211573 | 505503 | 2717077 | - | - | - | 1077151 | 2197 | 491071 | 1570420 | - | - | - | - | 6369 | 6850638 | 53176311 | - | - | 16665272 | - | - | - | 16665272 | - | 16665272 | 13977593 | 69841583 |  |  | 12560.86 | 90642.1 | 8703.55 | -128.72 | 245.47 | 426.41 | 332.34 | - | - | 9579.04 | 1766.35 | 2.66 | 641.63 | 240.63 | - | - | - | 2651.27 | 427.38 | -
[7 empty] | C2c - C&I Active Demand Reduction |  | 416 | 6 | 5813500 | 5813500 | - | - | - | - | - | - | 42 | 42 | - | - | - | - | - | - | - | - | - | - | 51200 | 49911 | 49911 | - | - | - | - | - | - | - | - | - | - | - | - | - | - | - | - | - | - | - | - | - | - | - | - | - | - | - | - | - | - | - | - | - | - | - | - | - | - | - | - | - | - | - | 46 | - | - | - | - | - | - | - | - | - | - | - | - | - | - | - | - | - | - | - | - | - | 557641 | 557641 | - | - | 1253294 | 1253294 | - | 280586 | 280586 | 4950170 | - | 4950170 | 13906602 | 20948293 | 20948293 | - | - | - | - | - | - | - | - | [8 empty] | - | - | - | - | - | - | - | - | - | - | - | - | - | - | - | - | - | - | - | - | - | - | - | - | - | - | - | - | - | - | - | 20948293 | - | - | - | - | - | - | - | - | - | - | 20948293 |  |  | - | - | - | - | - | - | - | - | - | - | - | - | - | - | - | - | - | - | 10.03 | - | bar: 37 to 44
[7 empty] | Total |  | 1132022 | 5758 | 265028862 | 201545608 | 63483254 | 290066 | 266048 | 2746941 | 208728 | 2291982 | 2654 | 2376 | 1872976 | 17182797 | 1469277 | 14264229 | 711903 | 436696 | 631771 | 512124 | 223874.24 | 2537735.03 | 136405 | 127106 | 119073 | 32740 | 26162 | -2354693 | -2744881 | -60692095 | -2701890 | -61263062 | -274488 | -6069209 | -270189 | -6126306 | 270213 | 242681 | 5016919 | 245204 | 4967594 | 83582 | 82552 | 1646865 | 61805 | 1169470 | - | - | - | - | 17079 | 77755 | 17079 | 77755 | - | - | - | - | 34270843 | 452106811 | 175 | 816 | 86 | 459 | 1940800 | 17855126 | 1523177 | 14352740 | 73 | 35924886 | 20850671 | 42423934 | 34009073 | - | 133208564 | 6701553 | 2380697 | 8334868 | 5485823 | - | 8287827 | 31190768 | 32971577 | 22626940 | 26188756 | 22184490 | - | 103971762 | 268371094 | 13781898 | 6117147 | 19899046 | - | 7251313 | 8618586 | 15869900 | 183287 | 1346977 | 1530264 | 43474670 | - | 43474670 | 122134169 | 202908047 | 471279141 | -9043 | 89731 | 382684 | - | - | -52425431 | - | -51962059 | -161818 | -655 | 5266 | 22015 | - | - | -2621457 | - | -2756650 | 424940 | -32756488 | -32331548 | -87050257 | 123067124 | 1987342 | - | 125054466 | 249526 | 52132369 | 948818 | - | 53081186 | 178385178 | 46678090 | 10565885 | 57243975 | - | - | - | 1665553 | 3447 | 760901 | 2429902 | - | - | - | - | 7798266 | 245857321 | 630086205 | 53449418 | 977853 | 93681336 | 56487 | - | - | 148165094 | 63314 | 148228408 | 136111501 | 778314613 |  |  | 70747.95 | 604618.68 | 40011.07 | -2245.52 | 21009.43 | 5470.7 | 583.07 | - | 175.4 | 64828.75 | 8216.69 | -10.42 | 23453.65 | 5272.67 | 96.58 | - | 14.26 | 37029.17 | 5728.49 | -
[7 empty] | Total |  | 1132022 | 5758 | 265028862 | 201545608 | 63483254 | 290066 | 266048 | 2746941 | 208728 | 2291982 | 2654 | 2376 | 1872976 | 17182797 | 1469277 | 14264229 | 711903 | 436696 | 631771 | 512124 | 223874.24 | 2537735.03 | 136405 | 127106 | 119073 | 32740 | 26162 | -2354693 | -2744881 | -60692095 | -2701890 | -61263062 | -274488 | -6069209 | -270189 | -6126306 | 270213 | 242681 | 5016919 | 245204 | 4967594 | 83582 | 82552 | 1646865 | 61805 | 1169470 | - | - | - | - | 17079 | 77755 | 17079 | 77755 | - | - | - | - | 34270843 | 452106811 | 175 | 816 | 86 | 459 | 1940800 | 17855126 | 1523177 | 14352740 | 73 | 35924886 | 20850671 | 42423934 | 34009073 | - | 133208564 | 6701553 | 2380697 | 8334868 | 5485823 | - | 8287827 | 31190768 | 32971577 | 22626940 | 26188756 | 22184490 | - | 103971762 | 268371094 | 13781898 | 6117147 | 19899046 | - | 7251313 | 8618586 | 15869900 | 183287 | 1346977 | 1530264 | 43474670 | - | 43474670 | 122134169 | 202908047 | 471279141 | -9043 | 89731 | 382684 | - | - | -52425431 | - | -51962059 | -161818 | -655 | 5266 | 22015 | - | - | -2621457 | - | -2756650 | 424940 | -32756488 | -32331548 | -87050257 | 123067124 | 1987342 | - | 125054466 | 249526 | 52132369 | 948818 | - | 53081186 | 178385178 | 46678090 | 10565885 | 57243975 | - | - | - | 1665553 | 3447 | 760901 | 2429902 | - | - | - | - | 7798266 | 245857321 | 630086205 | 53449418 | 977853 | 93681336 | 56487 | - | - | 148165094 | 63314 | 148228408 | 136111501 | 778314613 |  |  | 70747.95 | 604618.68 | 40011.07 | -2245.52 | 21009.43 | 5470.7 | 583.07 | - | 175.4 | 64828.75 | 8216.69 | -10.42 | 23453.65 | 5272.67 | 96.58 | - | 14.26 | 37029.17 | 5728.49 | -
[7 empty] | Check |  | - | - | - | - | - | - | - | - | - | - | - | - | 0 | - | - | - | - | - | - | - | - | - | - | - | - | - | - | - | - | - | - | - | - | - | - | - | - | - | - | - | - | - | - | - | - | - | - | - | - | - | - | - | - | - | - | - | - | - | - | - | - | - | - | - | - | - | - | - | - | - | - | - | - | - | - | - | - | - | - | - | - | - | - | - | - | - | - | - | - | - | - | - | - | - | - | - | - | - | - | - | - | - | - | - | - | - | - | - | - | - | - | - | - | [8 empty] | - | - | - | - | - | - | - | - | - | - | - | - | - | - | - | - | - | - | - | - | - | - | - | - | - | - | - | - | - | - | - | - | - | - | - | - | - | - | - | - | - | - | - |  |  | - | - | - | - | - | - | - | - | - | - | - | 0 | - | - | - | - | - | - | - | - | bar: 37 to 44
Total
Electrification | [6 empty] | A1a - Residential New Homes & Renovations |  | 388 | 40 | - | - | - | -1419 | -1419 | -32617 | -284 | -6523 | 14 | 12 | -9945 | -191329 | -1989 | -38266 | -129 | -97 | -2803 | -3494 | - | - | -180 | -22 | -4 | -417 | -83 | - | - | - | - | - | - | - | - | - | - | - | - | - | - | 14375 | 14375 | 333195 | 2875 | 66639 | - | - | - | - | - | - | - | - | - | - | - | - | - | - | - | - | - | - | 4430 | 141866 | 886 | 28373 | - | -6691 | -4717 | -189773 | -236429 | - | -437610 | -1088 | -504 | -23741 | -25176 | - | -13498 | -64006 | -6386 | -5371 | -139236 | -176047 | - | -327040 | -828657 | -2524 | -887 | -3412 | - | -1151 | -1182 | -2333 | -29 | -126 | -155 | -6412 | - | -6412 | -18013 | -30324 | -858981 | - | - | - | - | - | - | - | - | [8 empty] | - | - | - | - | - | - | - | - | - | - | - | - | - | - | - | 2677950 | 632566 | 3310516 | - | - | - | - | - | - | - | - | - | - | - | - | 3310516 | 2451535 | - | - | - | - | - | - | - | - | - | 305525 | 2451535 |  |  | 593 | 17230 | -265 | - | - | 907 | - | - | - | 642 | -151 | - | - | 907 | - | - | - | 756 |  | - | bar: 37 to 44
[7 empty] | A2a - Residential Coordinated Delivery |  | 10 | 15 | 2580000 | 3000000 | -420000 | -400 | -400 | -6000 | -344 | -5160 | 7 | 6 | -2820 | -37005 | -2425 | -31824 | -1259 | -1077 | -1314 | -1511 | - | - | - | - | - | - | - | - | - | - | - | - | - | - | - | - | 5000 | 5000 | 75000 | 4300 | 64500 | - | - | - | - | - | - | - | - | - | - | - | - | - | - | - | - | - | - | - | - | - | - | - | 2180 | 37995 | 1875 | 32676 | - | -65111 | -52536 | -89635 | -101570 | - | -308852 | -10587 | -5613 | -17093 | -17255 | - | -15842 | -66390 | -62141 | -59823 | -61042 | -75476 | - | -258482 | -633723 | - | - | - | - | - | - | - | - | - | - | - | - | - | - | - | -633723 | - | - | - | - | - | - | - | - | [8 empty] | - | - | - | - | - | 1593023 | - | - | 1593023 | 3168 | 677738 | - | - | 677738 | 2273929 | - | - | - | - | - | - | - | - | - | - | - | - | - | - | - | 2273929 | 1640206 | 761 | - | - | - | - | - | 761 | - | 761 | 419257 | 1640967 |  |  | 305 | 5052 | -75 | - | 394 | - | - | - | - | 319 | -43 | - | 394 | - | - | - | - | 351 |  | - | bar: 37 to 44
[7 empty] | A2b - Residential Conservation Services (RCS) |  | - | - | - | - | - | - | - | - | - | - | - | - | - | - | - | - | - | - | - | - | - | - | - | - | - | - | - | - | - | - | - | - | - | - | - | - | - | - | - | - | - | - | - | - | - | - | - | - | - | - | - | - | - | - | - | - | - | - | - | - | - | - | - | - | - | - | - | - | - | - | - | - | - | - | - | - | - | - | - | - | - | - | - | - | - | - | - | - | - | - | - | - | - | - | - | - | - | - | - | - | - | - | - | - | - | - | - | - | - | - | - | - | - | [8 empty] | - | - | - | - | - | - | - | - | - | - | - | - | - | - | - | - | - | - | - | - | - | - | - | - | - | - | - | - | - | - | - | - | - | - | - | - | - | - | - | - | - | - | - |  |  | - | - | - | - | - | - | - | - | - | - | - | - | - | - | - | - | - | - |  | - | bar: 37 to 44
[7 empty] | A2c - Residential Retail |  | 4692 | 356 | 20842499 | 9335275 | 11507224 | -9383 | -9383 | -161542 | -8543 | -146968 | 162 | 141 | -65808 | -967246 | -59917 | -880028 | -5328 | -4205 | -61583 | -75853 | - | - | -3206 | -403 | -373 | -2291 | -2083 | - | - | - | - | - | - | - | - | - | 77824 | 77824 | 1351380 | 70559 | 1226368 | 19028 | 19028 | 324909 | 17368 | 296096 | - | - | - | - | 3517 | 27325 | 3517 | 27325 | - | - | - | - | - | - | - | - | - | - | 34561 | 736368 | 31525 | 669761 | - | -274579 | -204981 | -4195148 | -5116865 | - | -9791574 | -42012 | -20360 | -692898 | -746281 | - | -396670 | -1898221 | -266523 | -235548 | -2901508 | -3782220 | - | -7185799 | -18875593 | -222464 | -79350 | -301814 | - | -98203 | -95162 | -193365 | -2475 | -10635 | -13111 | -560068 | - | -560068 | -1573408 | -2641766 | -21517360 | - | - | - | - | - | - | - | - | [8 empty] | - | - | - | - | - | 30612592 | - | - | 30612592 | 60908 | 13050949 | - | - | 13050949 | 43724450 | 11757159 | 2718666 | 14475825 | - | - | - | 588402 | 1251 | 269830 | 859483 | - | - | - | - | - | 59059757 | 37542398 | 1259 | - | - | - | - | - | 1259 | - | 1259 | 8853646 | 37543657 |  |  | 5508 | 108281 | -2126 | - | 7458 | 1450 | 251 | - | - | 7032 | -1201 | - | 7458 | 1450 | 97 | - | - | 7803 |  | - | bar: 37 to 44
[7 empty] | A2d - Residential Behavior |  | - | - | - | - | - | - | - | - | - | - | - | - | - | - | - | - | - | - | - | - | - | - | - | - | - | - | - | - | - | - | - | - | - | - | - | - | - | - | - | - | - | - | - | - | - | - | - | - | - | - | - | - | - | - | - | - | - | - | - | - | - | - | - | - | - | - | - | - | - | - | - | - | - | - | - | - | - | - | - | - | - | - | - | - | - | - | - | - | - | - | - | - | - | - | - | - | - | - | - | - | - | - | - | - | - | - | - | - | - | - | - | - | - | [8 empty] | - | - | - | - | - | - | - | - | - | - | - | - | - | - | - | - | - | - | - | - | - | - | - | - | - | - | - | - | - | - | - | - | - | - | - | - | - | - | - | - | - | - | - |  |  | - | - | - | - | - | - | - | - | - | - | - | - | - | - | - | - | - | - |  | - | bar: 37 to 44
[7 empty] | A2e - Residential Active Demand Reduction |  | - | - | - | - | - | - | - | - | - | - | - | - | - | - | - | - | - | - | - | - | - | - | - | - | - | - | - | - | - | - | - | - | - | - | - | - | - | - | - | - | - | - | - | - | - | - | - | - | - | - | - | - | - | - | - | - | - | - | - | - | - | - | - | - | - | - | - | - | - | - | - | - | - | - | - | - | - | - | - | - | - | - | - | - | - | - | - | - | - | - | - | - | - | - | - | - | - | - | - | - | - | - | - | - | - | - | - | - | - | - | - | - | - | [8 empty] | - | - | - | - | - | - | - | - | - | - | - | - | - | - | - | - | - | - | - | - | - | - | - | - | - | - | - | - | - | - | - | - | - | - | - | - | - | - | - | - | - | - | - |  |  | - | - | - | - | - | - | - | - | - | - | - | - | - | - | - | - | - | - |  | - | bar: 37 to 44
[7 empty] | B1a - Income Eligible Coordinated Delivery |  | 784 | 127 | 14599800 | 14599800 | - | -3772 | -3772 | -63140 | -3772 | -63140 | 56 | 48 | -26454 | -379204 | -26454 | -379204 | -2642 | -2179 | -26280 | -32039 | - | - | -1614 | -131 | -131 | -946 | -946 | - | - | - | - | - | - | - | - | - | 43353 | 43353 | 724712 | 43353 | 724712 | 1087 | 1087 | 17175 | 1087 | 17175 | - | - | - | - | - | - | - | - | - | - | - | - | - | - | - | - | - | - | 17986 | 362683 | 17986 | 362683 | - | -136735 | -106468 | -1791129 | -2160236 | - | -4194568 | -21720 | -11105 | -304746 | -324723 | - | -174937 | -837232 | -130900 | -121258 | -1233407 | -1597475 | - | -3083041 | -8114840 | -76142 | -26782 | -102924 | - | -34447 | -35362 | -69809 | -868 | -3760 | -4628 | -192955 | - | -192955 | -542072 | -912388 | -9027229 | - | - | - | - | - | - | - | - | [8 empty] | - | - | - | - | - | 18040331 | - | - | 18040331 | 35889 | 7685887 | - | - | 7685887 | 25762107 | 679983 | 156622 | 836605 | - | - | - | - | - | - | - | - | - | - | - | - | 26598712 | 17571483 | 1023741 | - | -3406662 | -18878 | - | - | -2401799 | - | -2401799 | 4759468 | 15169684 |  |  | 2650 | 50024 | -772 | - | 3740 | 73 | - | - | - | 3041 | -440 | - | 3740 | 73 | - | - | - | 3373 |  | - | bar: 37 to 44
[7 empty] | B1b - Income Eligible Active Demand Reduction |  | - | - | - | - | - | - | - | - | - | - | - | - | - | - | - | - | - | - | - | - | - | - | - | - | - | - | - | - | - | - | - | - | - | - | - | - | - | - | - | - | - | - | - | - | - | - | - | - | - | - | - | - | - | - | - | - | - | - | - | - | - | - | - | - | - | - | - | - | - | - | - | - | - | - | - | - | - | - | - | - | - | - | - | - | - | - | - | - | - | - | - | - | - | - | - | - | - | - | - | - | - | - | - | - | - | - | - | - | - | - | - | - | - | [8 empty] | - | - | - | - | - | - | - | - | - | - | - | - | - | - | - | - | - | - | - | - | - | - | - | - | - | - | - | - | - | - | - | - | - | - | - | - | - | - | - | - | - | - | - |  |  | - | - | - | - | - | - | - | - | - | - | - | - | - | - | - | - | - | - |  | - | bar: 37 to 44
[7 empty] | C1a - C&I New Buildings & Major Renovations |  | - | - | - | - | - | - | - | - | - | - | - | - | - | - | - | - | - | - | - | - | - | - | - | - | - | - | - | - | - | - | - | - | - | - | - | - | - | - | - | - | - | - | - | - | - | - | - | - | - | - | - | - | - | - | - | - | - | - | - | - | - | - | - | - | - | - | - | - | - | - | - | - | - | - | - | - | - | - | - | - | - | - | - | - | - | - | - | - | - | - | - | - | - | - | - | - | - | - | - | - | - | - | - | - | - | - | - | - | - | - | - | - | - | [8 empty] | - | - | - | - | - | - | - | - | - | - | - | - | - | - | - | - | - | - | - | - | - | - | - | - | - | - | - | - | - | - | - | - | - | - | - | - | - | - | - | - | - | - | - |  |  | - | - | - | - | - | - | - | - | - | - | - | - | - | - | - | - | - | - |  | - | bar: 37 to 44
[7 empty] | C2a - C&I Existing Building Retrofit |  | 30 | 15 | 3786750 | 2970000 | 816750 | -574 | -574 | -8613 | -586 | -8785 | 7 | 6 | -4043 | -53302 | -4124 | -54368 | -3066 | -1942 | -2319 | -1458 | - | - | -158 | 78 | 79 | -155 | -158 | - | - | - | - | - | - | - | - | - | 7260 | 7260 | 108900 | 7405 | 111078 | - | - | - | - | - | - | - | - | - | - | - | - | - | - | - | - | - | - | - | - | - | - | - | 3217 | 55598 | 3282 | 56710 | - | -158613 | -94753 | -158201 | -98045 | - | -509611 | -25791 | -10124 | -30168 | -16656 | - | -26972 | -109710 | -151378 | -107894 | -107737 | -72856 | - | -439866 | -1059187 | 45678 | 16059 | 61737 | - | 20829 | 21382 | 42211 | 525 | 2273 | 2798 | 116032 | - | 116032 | 325970 | 548748 | -510439 | - | - | - | - | - | - | - | - | [8 empty] | - | - | - | - | - | - | 2477472 | - | 2477472 | 5455 | - | 1170690 | - | 1170690 | 3653616 | - | - | - | - | - | - | - | - | - | - | - | - | - | - | - | 3653616 | 3143178 | - | - | 1219186 | - | - | - | 1219186 | - | 1219186 | 730824 | 4362364 |  |  | 443 | 7308 | -118 | - | 629 | - | - | - | - | 511 | -67 | - | 629 | - | - | - | - | 562 |  | - | bar: 37 to 44
[7 empty] | C2b - C&I New & Replacement Equipment |  | 859 | 157 | 2412919 | 2033000 | 379919 | -1700 | -1700 | -16568 | -1618 | -15176 | 92 | 83 | -12003 | -104738 | -11427 | -96205 | -4994 | -3696 | -3502 | -2988 | - | - | -814 | -379 | -385 | -109 | -102 | - | - | - | - | - | - | - | - | - | 6675 | 6675 | 113475 | 5587 | 94979 | 6604 | 6604 | 59249 | 6488 | 57273 | - | - | - | - | 13562 | 50430 | 13562 | 50430 | - | - | - | - | - | - | - | - | - | - | 14838 | 118416 | 14210 | 106478 | - | -247654 | -171414 | -234743 | -195023 | - | -848835 | -49030 | -23281 | -53052 | -42551 | - | -64623 | -232537 | -244881 | -210512 | -165163 | -153308 | - | -773863 | -1855235 | -63135 | -23674 | -86809 | - | -84548 | -47396 | -131943 | -2143 | -8504 | -10646 | -188136 | - | -188136 | -528533 | -946068 | -2801303 | - | - | - | - | - | - | - | - | [8 empty] | - | - | - | - | - | - | 2134014 | - | 2134014 | 4709 | - | 1011317 | - | 1011317 | 3150040 | 2211573 | 505503 | 2717077 | - | - | - | 1077151 | 2197 | 491071 | 1570420 | - | - | - | - | - | 7437536 | 4636233 | - | - | 1211130 | - | - | - | 1211130 | - | 1211130 | 1234029 | 5847363 |  |  | 1530 | 13660 | -303 | - | 642 | 426 | 332 | - | - | 1098 | -97 | - | 642 | 241 | - | - | - | 785 |  | - | bar: 37 to 44
[7 empty] | C2c - C&I Active Demand Reduction |  | - | - | - | - | - | - | - | - | - | - | - | - | - | - | - | - | - | - | - | - | - | - | - | - | - | - | - | - | - | - | - | - | - | - | - | - | - | - | - | - | - | - | - | - | - | - | - | - | - | - | - | - | - | - | - | - | - | - | - | - | - | - | - | - | - | - | - | - | - | - | - | - | - | - | - | - | - | - | - | - | - | - | - | - | - | - | - | - | - | - | - | - | - | - | - | - | - | - | - | - | - | - | - | - | - | - | - | - | - | - | - | - | - | [8 empty] | - | - | - | - | - | - | - | - | - | - | - | - | - | - | - | - | - | - | - | - | - | - | - | - | - | - | - | - | - | - | - | - | - | - | - | - | - | - | - | - | - | - | - |  |  | - | - | - | - | - | - | - | - | - | - | - | - | - | - | - | - | - | - |  | - | bar: 37 to 44
[7 empty] | Total |  | 6762 | 710 | 44221968 | 31938075 | 12283893 | -17248 | -17248 | -288480 | -15146 | -245753 | 338 | 297 | -121072 | -1732823 | -106335 | -1479894 | -17418 | -13196 | -97801 | -117344 | - | - | -5972 | -857 | -814 | -3918 | -3373 | - | - | - | - | - | - | - | - | - | 140111 | 140111 | 2373466 | 131204 | 2221636 | 41095 | 41095 | 734529 | 27818 | 437184 | - | - | - | - | 17079 | 77755 | 17079 | 77755 | - | - | - | - | - | - | - | - | - | - | 77213 | 1452926 | 69765 | 1256681 | - | -889383 | -634869 | -6658628 | -7908169 | - | -16091049 | -150228 | -70987 | -1121697 | -1172643 | - | -692541 | -3208096 | -862209 | -740407 | -4608094 | -5857382 | - | -12068091 | -31367236 | -318587 | -114635 | -433222 | - | -197520 | -157719 | -355240 | -4990 | -20751 | -25742 | -831539 | - | -831539 | -2336056 | -3981798 | -35349034 | - | - | - | - | - | - | - | - | [8 empty] | - | - | - | - | - | 50245947 | 4611486 | - | 54857433 | 110128 | 21414574 | 2182007 | - | 23596581 | 78564142 | 17326664 | 4013357 | 21340021 | - | - | - | 1665553 | 3447 | 760901 | 2429902 | - | - | - | - | - | 102334066 | 66985032 | 1025761 | - | -976346 | -18878 | - | - | 30537 | - | 30537 | 16302749 | 67015570 |  |  | 11029 | 201556 | -3659 | - | 12862 | 2856 | 583 | - | - | 12642 | -1999 | - | 12862 | 2670 | 97 | - | - | 13630 |  | - | bar: 37 to 44
[7 empty] | Total |  | 6762 | 710 | 44221968 | 31938075 | 12283893 | -17248 | -17248 | -288480 | -15146 | -245753 | 338 | 297 | -121072 | -1732823 | -106335 | -1479894 | -17418 | -13196 | -97801 | -117344 | - | - | -5972 | -857 | -814 | -3918 | -3373 | - | - | - | - | - | - | - | - | - | 140111 | 140111 | 2373466 | 131204 | 2221636 | 41095 | 41095 | 734529 | 27818 | 437184 | - | - | - | - | 17079 | 77755 | 17079 | 77755 | - | - | - | - | - | - | - | - | - | - | 77213 | 1452926 | 69765 | 1256681 | - | -889383 | -634869 | -6658628 | -7908169 | - | -16091049 | -150228 | -70987 | -1121697 | -1172643 | - | -692541 | -3208096 | -862209 | -740407 | -4608094 | -5857382 | - | -12068091 | -31367236 | -318587 | -114635 | -433222 | - | -197520 | -157719 | -355240 | -4990 | -20751 | -25742 | -831539 | - | -831539 | -2336056 | -3981798 | -35349034 | - | - | - | - | - | - | - | - | [8 empty] | - | - | - | - | - | 50245947 | 4611486 | - | 54857433 | 110128 | 21414574 | 2182007 | - | 23596581 | 78564142 | 17326664 | 4013357 | 21340021 | - | - | - | 1665553 | 3447 | 760901 | 2429902 | - | - | - | - | - | 102334066 | 66985032 | 1025761 | - | -976346 | -18878 | - | - | 30537 | - | 30537 | 16302749 | 67015570 |  |  | 11029 | 201556 | -3659 | - | 12862 | 2856 | 583 | - | - | 12642 | -1999 | - | 12862 | 2670 | 97 | - | - | 13630 |  | - | bar: 37 to 44
[7 empty] | Check |  | - | - | - | - | - | - | - | - | - | - | - | - | - | - | - | - | - | - | - | - | - | - | - | - | - | - | - | - | - | - | - | - | - | - | - | - | - | - | - | - | - | - | - | - | - | - | - | - | - | - | - | - | - | - | - | - | - | - | - | - | - | - | - | - | - | - | - | - | - | - | - | - | - | - | - | - | - | - | - | - | - | - | - | - | - | - | - | - | - | - | - | - | - | - | - | - | - | - | - | - | - | - | - | - | - | - | - | - | - | - | - | - | - | [8 empty] | - | - | - | - | - | - | - | - | - | - | - | - | - | - | - | - | - | - | - | - | - | - | - | - | - | - | - | - | - | - | - | - | - | - | - | - | - | - | 0 | - | 0 | - | - |  |  | - | - | - | - | - | - | - | - | - | - | - | - | - | - | - | - | - | - |  | - | bar: 37 to 44

## Oil heat at $393 SCC
Sector | Program | Core Initiative | Sub Offering | eTRM Entry Code | eTRM Entry Name | End Use | Measure | BCR Measure ID | Quantity | Measure Life | TRC (Total) | Incentive (Total) | Customer Cost (Total) | Gross Annual MWh | Adj Gross Annual MWh | Adj Gross Lifetime MWh | Net Annual MWh | Net Lifetime MWh | First Year MMBtu per MWh factor (MMBTU/MWh) | Lifetime Average MMBtu per MWh factor (MMBTU/MWh) | Adj Gross Annual Energy (MMBTU) | Adj Gross Lifetime Energy (MMBTU) | Net Annual Energy (MMBTU) | Net Lifetime Energy (MMBTU) | Summer Peak Energy MWh Net Lifetime | Summer Off-Peak Energy MWh Net Lifetime | Winter Peak Energy MWh Net Lifetime | Winter Off-Peak Energy MWh Net Lifetime | Net Annual MWh Excluding Electrification | Net Lifetime MWh Excluding Electrification | Max Net kW | Annual Adj Gross Summer kw | Annual Net Summer kw | Annual Adj Gross Winter kW | Annual Net Winter kW | Gross Annual Gas Savings (Therms) | Adj Gross Annual Gas Savings (Therms) | Adj Gross Lifetime Gas Savings (Therms) | Net Annual Gas Savings (Therms) | Net Lifetime Gas Savings (Therms) | Adj Gross Annual Gas Savings (MMBTU) | Adj Gross Lifetime Gas Savings (MMBTU) | Net Annual Gas Savings (MMBTU) | Net Lifetime Gas Savings (MMBTU) | Gross Annual Oil Savings (MMBTU) | Adj Gross Annual Oil Savings (MMBTU) | Adj Gross Lifetime Oil Savings (MMBTU) | Net Annual Oil Savings (MMBTU) | Net Lifetime Oil Savings (MMBTU) | Gross Annual Propane Savings (MMBTU) | Adj Gross Annual Propane Savings (MMBTU) | Adj Gross Lifetime Propane Savings (MMBTU) | Net Annual Propane Savings (MMBTU) | Net Lifetime Propane Savings (MMBTU) | Adj Gross Annual Wood Savings (MMBTU) | Adj Gross Lifetime Wood Savings (MMBTU) | Net Annual Wood Savings (MMBTU) | Net Lifetime Wood Savings (MMBTU) | Adj Gross Annual Motor Gasoline Savings (MMBTU) | Adj Gross Lifetime Motor Gasoline Savings (MMBTU) | Net Annual Motor Gasoline Savings (MMBTU) | Net Lifetime Motor Gasoline Savings (MMBTU) | Adj Gross Annual Motor Diesel Savings (MMBTU) | Adj Gross Lifetime Motor Diesel Savings (MMBTU) | Net Annual Motor Diesel Savings (MMBTU) | Net Lifetime Motor Diesel Savings (MMBTU) | Net Annual Water Savings (Gallons) | Net Lifetime Water Savings (Gallons) | Adj Gross Annual Non-Energy CO2e (Metric Tons) | Adj Gross Lifetime Non-Energy CO2e (Metric Tons) | Net Annual Non-Energy CO2e (Metric Tons) | Net Lifetime Non-Energy CO2e (Metric Tons) | Total Adj Gross Annual Savings (MMBTU) | Total Adj Gross Lifetime Savings (MMBTU) | Total Net Annual Savings (MMBTU) | Total Net Lifetime Savings (MMBTU) | Hourly Energy Column Reference | Summer Peak Energy Benefits ($) | Summer Off-Peak Energy Benefits ($) | Winter Peak Energy Benefits ($) | Winter Off-Peak Energy Benefits ($) | Hourly Energy Benefits ($) | Total Avoided Electric Benefits ($) | Summer Peak Energy DRIPE Benefits ($) | Summer Off-Peak Energy DRIPE Benefits ($) | Winter Peak Energy DRIPE Benefits ($) | Winter Off-Peak Energy DRIPE Benefits ($) | Hourly Energy DRIPE Benefits ($) | Energy Electric Cross DRIPE Benefits ($) | Total Energy DRIPE Benefits ($) | Summer Peak Electric Environmental Compliance Benefits ($) | Summer Off-Peak Electric Environmental Compliance Benefits ($) | Winter Peak Electric Environmental Compliance Benefits ($) | Winter Off-Peak Electric Environmental Compliance Benefits ($) | Hourly Electric Environmental Compliance Benefits ($) | Total Electric Environmental Compliance Benefits ($) | Total Electric Energy Benefits ($) | Summer Generation, Cleared ($) | Summer Generation, Uncleared ($) | Total Summer Generation ($) | Winter Generation ($) | Electric Capacity DRIPE, Cleared ($) | Electric Capacity DRIPE, Uncleared ($) | Total Electric Capacity DRIPE ($) | Reliability, Cleared ($) | Reliability, Uncleared ($) | Total Reliability ($) | PTF ($) | Local Transmission ($) | Total Transmission ($) | Distribution ($) | Total Electric Capacity Benefits ($) | Total Electric Benefits ($) | NG - Res Non-Heating | NG - Res Hot Water | NG - Res Heating | NG - Res All | NG - C&I Non-Heating | NG - C&I Heating | NG - C&I All | Total Avoided Gas Benefits ($) | Gas Supply DRIPE | Res Non-Heating GECD | Res Hot Water GECD | Res Heating GECD | Res All GECD | C&I Non-Heating GECD | C&I Heating GECD | C&I All GECD | Total Gas DRIPE | Residential | Commercial | Total Gas Environmental Compliance | Total Gas Resource Benefits | Fuel Oil - Res Distillate | Fuel Oil - Com Fuel Oil | Fuel Oil - Industrial Oil | Fuel Oil - Total | Fuel Oil - DRIPE | Fuel Oil Environmental Compliance - Residential Distillate | Fuel Oil Environmental Compliance - Com Fuel Oil | Fuel Oil Environmental Compliance - Industrial Oil | Fuel Oil Environmental Compliance - Total | Total Oil Resource Benefits | Propane | Propane Environmental Compliance Cost | Total Propane | Cord Wood | Wood Pellets | Total Wood | Motor Gasoline | Motor Gasoline DRIPE | Motor Gasoline Environmental Compliance | Total Motor Gasoline | Motor Diesel | Motor Diesel DRIPE | Motor Diesel Environmental Compliance | Total Motor Diesel | Water | Total Other Resource Benefits | Total Resource Benefits | Lifetime per Unit (Net) | One time per Unit (Net) | Lifetime per kWh (Net) | One time per KWh (Total Net) | Lifetime per Therm (Net) | One time per Therm (Net) | Total Non-Energy Impacts | Non-Energy Avoided CO2e Benefits | Total Non-Resource Benefits | Environmental Compliance Cost | Total Benefits | 2025 Electric Avoided CO2e (Metric Tons) | 2025 Gas Avoided CO2e (Metric Tons) | 2025 Oil Avoided CO2e (Metric Tons) | 2025 Propane Avoided CO2e (Metric Tons) | 2025 Gasoline Avoided CO2e (Metric Tons) | 2025 Diesel Avoided CO2e (Metric Tons) | 2025 Non-Energy Avoided CO2e (Metric Tons) | 2025 Total Avoided CO2e (Metric Tons) | 2030 Electric Avoided CO2e (Metric Tons) | 2030 Gas Avoided CO2e (Metric Tons) | 2030 Oil Avoided CO2e (Metric Tons) | 2030 Propane Avoided CO2e (Metric Tons) | 2030 Gasoline Avoided CO2e (Metric Tons) | 2030 Diesel Avoided CO2e (Metric Tons) | 2030 Non-Energy Avoided CO2e (Metric Tons) | 2030 Total Avoided CO2e (Metric Tons) | BENEFIT-COST RATIO | Benefit-Cost Ratio (without carbon benefits) | Total PI Benefits (No MAC) | Base Benefits | Equity Benefits | Electrification Benefits | per unit ben | per unit cost | adj bcr
A - Residential | A2 - Residential Existing Buildings | A2c - Residential Retail | Midstream | RES-HVAC-ASHP | HVAC - Air Source Central Heat Pump | HVAC | Midstream - Central Heat Pump, No Integrated Controls | EA2c003 | 1625 | 15 | 2986636.6598 | 162500 | 2824136.6598 | 2491.125 | 2491.125 | 37366.875 | 2192.19 | 32882.85 | 7.0726 | 6.2378 | 17618.7395 | 233086.6176 | 15504.4908 | 205116.2235 | 12882.1107 | 10235.7258 | 4467.1433 | 5297.8703 | 2192.19 | 32882.85 | 2570.8978 | 1098.266 | 966.4741 | 146.8296 | 129.21 | 0 | 0 | 0 | 0 | 0 | 0 | 0 | 0 | 0 | 0 | 0 | 0 | 0 | 0 | 0 | 0 | 0 | 0 | 0 | 0 | 0 | 0 | 0 | 0 | 0 | 0 | 0 | 0 | 0 | 0 | 0 | 0 | 0 | 0 | 0 | 0 | 0 | 17618.7395 | 233086.6176 | 15504.4908 | 205116.2235 | 0 | 666415.687 | 499531.7147 | 304706.4102 | 356173.7207 | 0 | 1826827.5326 | 108359.4522 | 53372.8781 | 58105.0023 | 60506.7732 | 0 | 100955.1596 | 381299.2654 | 2032364.0532 | 1820428.4979 | 663904.5488 | 847193.5519 | 0 | 5363890.6518 | 7572017.4497 | 558341.882 | 213962.2657 | 772304.1477 | 0 | 254598.1861 | 284883.9579 | 539482.144 | 6417.5928 | 27787.8133 | 34205.4061 | 1418307.6715 | 0 | 1418307.6715 | 3984477.167 | 6748776.5364 | 14320793.9861 | 0 | 0 | 0 | 0 | 0 | 0 | 0 | 0 | 0 | 0 | 0 | 0 | 0 | 0 | 0 | 0 | 0 | 0 | 0 | 0 | 0 | 0 | 0 | 0 | 0 | 0 | 0 | 0 | 0 | 0 | 0 | 0 | 0 | 0 | 0 | 0 | 0 | 0 | 0 | 0 | 0 | 0 | 0 | 0 | 0 | 0 | 0 | 14320793.9861 | 171598.4194 | 0 | 0 | 0 | 0 | 0 | 171598.4194 | 0 | 171598.4194 | 5363890.6518 | 14492392.4055 | 465.5913 | 0 | 0 | 0 | 0 | 0 | 0 | 465.5913 | 265.3048 | 0 | 0 | 0 | 0 | 0 | 0 | 265.3048 | 4.8524 | 3.0564 | 14492392.4055 | 12970691.2029 | 1521701.2026 | 0 | 8918.3953 | 1837.9303
A - Residential | A2 - Residential Existing Buildings | A2c - Residential Retail | Midstream | RES-HVAC-DMHP | HVAC - Ductless Mini-Split Heat Pump (DMSHP), No Integrated Controls | HVAC | Midstream - MSHP, No Integrated Controls | EA2c004 | 3670.5 | 18 | 1140204.12 | 1835250 | -695045.88 | 2143.572 | 2143.572 | 38584.296 | 1886.3434 | 33954.1805 | 7.0726 | 6.1552 | 15160.6349 | 237494.2253 | 13341.3587 | 208994.9183 | 13301.8127 | 10569.208 | 4612.6838 | 5470.4761 | 1886.3434 | 33954.1805 | 2212.2152 | 945.0398 | 831.635 | 126.3444 | 111.1831 | 0 | 0 | 0 | 0 | 0 | 0 | 0 | 0 | 0 | 0 | 0 | 0 | 0 | 0 | 0 | 0 | 0 | 0 | 0 | 0 | 0 | 0 | 0 | 0 | 0 | 0 | 0 | 0 | 0 | 0 | 0 | 0 | 0 | 0 | 0 | 0 | 0 | 15160.6349 | 237494.2253 | 13341.3587 | 208994.9183 | 0 | 693508.899 | 521201.8775 | 314149.0094 | 369238.6733 | 0 | 1898098.4592 | 93241.5225 | 45926.4819 | 49998.3967 | 52065.0809 | 0 | 87947.2031 | 329178.685 | 2125562.2863 | 1874439.1458 | 691824.5205 | 866511.6313 | 0 | 5558337.5839 | 7785614.7281 | 590331.5957 | 228704.3114 | 819035.9071 | 0 | 219077.5425 | 245137.9499 | 464215.4923 | 5522.2328 | 23910.9553 | 29433.1881 | 1459958.7898 | 0 | 1459958.7898 | 4101488.4002 | 6874131.7776 | 14659746.5057 | 0 | 0 | 0 | 0 | 0 | 0 | 0 | 0 | 0 | 0 | 0 | 0 | 0 | 0 | 0 | 0 | 0 | 0 | 0 | 0 | 0 | 0 | 0 | 0 | 0 | 0 | 0 | 0 | 0 | 0 | 0 | 0 | 0 | 0 | 0 | 0 | 0 | 0 | 0 | 0 | 0 | 0 | 0 | 0 | 0 | 0 | 0 | 14659746.5057 | 240698.8292 | 0 | 0 | 0 | 0 | 0 | 240698.8292 | 0 | 240698.8292 | 5558337.5839 | 14900445.3349 | 400.6336 | 0 | 0 | 0 | 0 | 0 | 0 | 400.6336 | 228.2904 | 0 | 0 | 0 | 0 | 0 | 0 | 228.2904 | 13.0682 | 8.1934 | 14900445.3349 | 13335898.5747 | 1564546.7602 | 0 | 4059.5138 | 310.64
A - Residential | A2 - Residential Existing Buildings | A2c - Residential Retail | Electrification | RES-HVAC-FSHP-P | HVAC - Heat Pump Partially Displacing Existing Furnace | HVAC | Central Heat Pump partially displacing Oil Heat | EA2c266 | 535 | 17 | 6194679 | 2140000 | 4054679 | -2441.026 | -2441.026 | -41497.434 | -2221.333 | -37762.665 | 7.01 | 5.98 | -17109.453 | -248299.04 | -15569.602 | -225952.126 | -415.389 | -339.864 | -16502.285 | -20505.127 | - | - | -573.24 | 30.02 | 27.32 | -439.52 | -399.96 | - | - | - | - | - | - | - | - | - | 26557.49 | 26557.49 | 451477.33 | 24167.32 | 410844.37 | - | - | - | - | - | - | - | - | - | - | - | - | - | - | - | - | - | - | - | - | - | - | - | 9448.04 | 203178.29 | 8597.71 | 184892.25 | - | -21615 | -16714 | -1124974 | -1382984 | $- | -2546287 | -3083 | -1564 | -189396 | -206637 | $- | -103143 | -503822 | -66074 | -60292 | -2465570 | -3256015 | $- | -5847951 | -8898060 | 18152 | 7010 | 25161 | $- | 7196 | 8052 | 15247 | 181 | 785 | 967 | 45336 | $- | 45336 | 127362 | 214073 | -8683987 | $- | $- | $- | $- | $- | $- | $- | $- | $- | $- | $- | $- | $- | $- | $- | $- | $- | $- | $- | $- | $- | 10237201 | $- | $- | 10237201 | 20367 | 13186965 | $- | $- | 13186965 | 23444533 | $- | $- | $- | $- | $- | $- | $- | $- | $- | $- | $- | $- | $- | $- | $- | 23444533 | 14760546 | $- | $- | $- | $- | $- | $- | $- | $- | $- | 7339013 | 14760546 | -556.6 | - | 2552.81 | - | - | - | - | 1996.21 | -317.16 | - | 2552.81 | - | - | - | - | 2235.64 | 2.38 | 1.2 | 14760546 | $- | 1549857 | 13210689 | 27589.8056 | 11578.8393 | 2.7211
A - Residential | A2 - Residential Existing Buildings | A2c - Residential Retail | Electrification | RES-HVAC-FSHP | HVAC - Heat Pump Fully Displacing Existing Furnace | HVAC | Central Heat Pump fully displacing Oil Heat | EA2c272 | 63 | 17 | 926625 | 630000 | 296625 | -631.274 | -631.274 | -10731.663 | -574.46 | -9765.813 | 7.01 | 5.98 | -4423.856 | -64171.731 | -4025.709 | -58396.275 | -39.063 | -29.297 | -4326.255 | -5371.197 | - | - | -202.14 | 4.06 | 3.69 | -145.36 | -132.28 | - | - | - | - | - | - | - | - | - | 5286.51 | 5286.51 | 89870.68 | 4810.72 | 81782.32 | - | - | - | - | - | - | - | - | - | - | - | - | - | - | - | - | - | - | - | - | - | - | - | 862.65 | 25698.94 | 785.02 | 23386.04 | - | -2033 | -1441 | -294924 | -362265 | $- | -660662 | -290 | -135 | -49652 | -54127 | $- | -26674 | -130878 | -6214 | -5197 | -646376 | -852894 | $- | -1510681 | -2302221 | 2454 | 947 | 3401 | $- | 973 | 1088 | 2061 | 25 | 106 | 131 | 6128 | $- | 6128 | 17215 | 28936 | -2273285 | $- | $- | $- | $- | $- | $- | $- | $- | $- | $- | $- | $- | $- | $- | $- | $- | $- | $- | $- | $- | $- | 2037808 | $- | $- | 2037808 | 4054 | 2624985 | $- | $- | 2624985 | 4666848 | $- | $- | $- | $- | $- | $- | $- | $- | $- | $- | $- | $- | $- | $- | $- | 4666848 | 2393563 | $- | $- | $- | $- | $- | $- | $- | $- | $- | 1114304 | 2393563 | -143.94 | - | 508.16 | - | - | - | - | 364.22 | -82.02 | - | 508.16 | - | - | - | - | 426.14 | 2.58 | 1.38 | 2393563 | $- | 251324 | 2142239 | 37993.0635 | 14708.3333 | 2.8352
A - Residential | A2 - Residential Existing Buildings | A2c - Residential Retail | Electrification | RES-HVAC-FS-DMSHP-P | HVAC - Heat Pump Partially Displacing Existing Boiler | HVAC | MSHP partially displacing Oil Heat | EA2c268 | 810 | 18 | 8460833 | 3241000 | 5219833 | -3413.376 | -3413.376 | -61440.765 | -3106.172 | -55911.096 | 7.02 | 5.98 | -23947.875 | -367282.246 | -21792.567 | -334226.844 | -2851.466 | -2292.355 | -22643.994 | -28123.281 | - | - | -625.11 | -109.54 | -99.68 | -500.85 | -455.77 | - | - | - | - | - | - | - | - | - | 36420.17 | 36420.17 | 655563.08 | 33142.36 | 596562.4 | - | - | - | - | - | - | - | - | - | - | - | - | - | - | - | - | - | - | - | - | - | - | - | 12472.3 | 288280.83 | 11349.79 | 262335.56 | - | -148665 | -113043 | -1542180 | -1898227 | $- | -3702115 | -19988 | -9961 | -245446 | -267662 | $- | -144819 | -687876 | -455650 | -406547 | -3396216 | -4454667 | $- | -8713080 | -13103072 | -70758 | -27413 | -98171 | $- | -26259 | -29383 | -55642 | -662 | -2866 | -3528 | -174994 | $- | -174994 | -491614 | -823949 | -13927021 | $- | $- | $- | $- | $- | $- | $- | $- | $- | $- | $- | $- | $- | $- | $- | $- | $- | $- | $- | $- | $- | 14925106 | $- | $- | 14925106 | 29700 | 19180547 | $- | $- | 19180547 | 34135353 | $- | $- | $- | $- | $- | $- | $- | $- | $- | $- | $- | $- | $- | $- | $- | 34135353 | 20208333 | $- | $- | $- | $- | $- | $- | $- | $- | $- | 10467467 | 20208333 | -778.31 | - | 3500.85 | - | - | - | - | 2722.53 | -443.5 | - | 3500.85 | - | - | - | - | 3057.35 | 2.39 | 1.15 | 20208333 | $- | 2121875 | 18086458 | 24948.5593 | 10445.4728 | 2.6969
A - Residential | A2 - Residential Existing Buildings | A2c - Residential Retail | Electrification | RES-HVAC-FS-DMSHP | HVAC - Heat Pump Fully Displacing Existing Boiler | HVAC | MSHP fully displacing Oil Heat | EA2c273 | 36 | 18 | 523636 | 360000 | 163636 | -278.295 | -278.295 | -5009.317 | -253.249 | -4558.479 | 7.01 | 5.97 | -1951.485 | -29889.292 | -1775.851 | -27199.256 | -136.754 | -109.403 | -1923.678 | -2388.643 | - | - | -71.65 | -5.95 | -5.42 | -52.75 | -48 | - | - | - | - | - | - | - | - | - | 2495.7 | 2495.7 | 44922.66 | 2271.09 | 40879.63 | - | - | - | - | - | - | - | - | - | - | - | - | - | - | - | - | - | - | - | - | - | - | - | 544.22 | 15033.37 | 495.24 | 13680.37 | - | -7130 | -5395 | -131013 | -161225 | $- | -304763 | -959 | -475 | -20851 | -22734 | $- | -11807 | -56826 | -21853 | -19403 | -288519 | -378356 | $- | -708130 | -1069720 | -3846 | -1490 | -5335 | $- | -1427 | -1597 | -3024 | -36 | -156 | -192 | -9510 | $- | -9510 | -26718 | -44780 | -1114500 | $- | $- | $- | $- | $- | $- | $- | $- | $- | $- | $- | $- | $- | $- | $- | $- | $- | $- | $- | $- | $- | 1022748 | $- | $- | 1022748 | 2035 | 1314353 | $- | $- | 1314353 | 2339136 | $- | $- | $- | $- | $- | $- | $- | $- | $- | $- | $- | $- | $- | $- | $- | 2339136 | 1224636 | $- | $- | $- | $- | $- | $- | $- | $- | $- | 606223 | 1224636 | -63.46 | - | 239.9 | - | - | - | - | 176.44 | -36.16 | - | 239.9 | - | - | - | - | 203.74 | 2.34 | 1.18 | 1224636 | $- | 128587 | 1096049 | 34017.6667 | 14545.4444 | 2.5631
From original Exhibit 5

## Gas Heat at 393 and 128
Sector | Program | Core Initiative | Sub Offering | eTRM Entry Code | eTRM Entry Name | End Use | Measure | BCR Measure ID | Quantity | Measure Life | TRC (Total) | Incentive (Total) | Customer Cost (Total) | Gross Annual MWh | Adj Gross Annual MWh | Adj Gross Lifetime MWh | Net Annual MWh | Net Lifetime MWh | First Year MMBtu per MWh factor (MMBTU/MWh) | Lifetime Average MMBtu per MWh factor (MMBTU/MWh) | Adj Gross Annual Energy (MMBTU) | Adj Gross Lifetime Energy (MMBTU) | Net Annual Energy (MMBTU) | Net Lifetime Energy (MMBTU) | Summer Peak Energy MWh Net Lifetime | Summer Off-Peak Energy MWh Net Lifetime | Winter Peak Energy MWh Net Lifetime | Winter Off-Peak Energy MWh Net Lifetime | Net Annual MWh Excluding Fuel Switching | Net Lifetime MWh Excluding Fuel Switching | Max Net kW | Annual Adj Gross Summer kw | Annual Net Summer kw | Annual Adj Gross Winter kW | Annual Net Winter kW | Gross Annual Gas Savings (Therms) | Adj Gross Annual Gas Savings (Therms) | Adj Gross Lifetime Gas Savings (Therms) | Net Annual Gas Savings (Therms) | Net Lifetime Gas Savings (Therms) | Adj Gross Annual Gas Savings (MMBTU) | Adj Gross Lifetime Gas Savings (MMBTU) | Net Annual Gas Savings (MMBTU) | Net Lifetime Gas Savings (MMBTU) | Gross Annual Oil Savings (MMBTU) | Adj Gross Annual Oil Savings (MMBTU) | Adj Gross Lifetime Oil Savings (MMBTU) | Net Annual Oil Savings (MMBTU) | Net Lifetime Oil Savings (MMBTU) | Gross Annual Propane Savings (MMBTU) | Adj Gross Annual Propane Savings (MMBTU) | Adj Gross Lifetime Propane Savings (MMBTU) | Net Annual Propane Savings (MMBTU) | Net Lifetime Propane Savings (MMBTU) | Adj Gross Annual Wood Savings (MMBTU) | Adj Gross Lifetime Wood Savings (MMBTU) | Net Annual Wood Savings (MMBTU) | Net Lifetime Wood Savings (MMBTU) | Adj Gross Annual Motor Gasoline Savings (MMBTU) | Adj Gross Lifetime Motor Gasoline Savings (MMBTU) | Net Annual Motor Gasoline Savings (MMBTU) | Net Lifetime Motor Gasoline Savings (MMBTU) | Adj Gross Annual Motor Diesel Savings (MMBTU) | Adj Gross Lifetime Motor Diesel Savings (MMBTU) | Net Annual Motor Diesel Savings (MMBTU) | Net Lifetime Motor Diesel Savings (MMBTU) | Net Annual Water Savings (Gallons) | Net Lifetime Water Savings (Gallons) | Adj Gross Annual Non-Energy CO2e (Metric Tons) | Adj Gross Lifetime Non-Energy CO2e (Metric Tons) | Net Annual Non-Energy CO2e (Metric Tons) | Net Lifetime Non-Energy CO2e (Metric Tons) | Total Adj Gross Annual Savings (MMBTU) | Total Adj Gross Lifetime Savings (MMBTU) | Total Net Annual Savings (MMBTU) | Total Net Lifetime Savings (MMBTU) | Hourly Energy Column Reference | Summer Peak Energy Benefits ($) | Summer Off-Peak Energy Benefits ($) | Winter Peak Energy Benefits ($) | Winter Off-Peak Energy Benefits ($) | Hourly Energy Benefits ($) | Total Avoided Electric Benefits ($) | Summer Peak Energy DRIPE Benefits ($) | Summer Off-Peak Energy DRIPE Benefits ($) | Winter Peak Energy DRIPE Benefits ($) | Winter Off-Peak Energy DRIPE Benefits ($) | Hourly Energy DRIPE Benefits ($) | Energy Electric Cross DRIPE Benefits ($) | Total Energy DRIPE Benefits ($) | Summer Peak Electric Environmental Compliance Benefits ($) | Summer Off-Peak Electric Environmental Compliance Benefits ($) | Winter Peak Electric Environmental Compliance Benefits ($) | Winter Off-Peak Electric Environmental Compliance Benefits ($) | Hourly Electric Environmental Compliance Benefits ($) | Total Electric Environmental Compliance Benefits ($) | Total Electric Energy Benefits ($) | Summer Generation, Cleared ($) | Summer Generation, Uncleared ($) | Total Summer Generation ($) | Winter Generation ($) | Electric Capacity DRIPE, Cleared ($) | Electric Capacity DRIPE, Uncleared ($) | Total Electric Capacity DRIPE ($) | Reliability, Cleared ($) | Reliability, Uncleared ($) | Total Reliability ($) | PTF ($) | Local Transmission ($) | Total Transmission ($) | Distribution ($) | Total Electric Capacity Benefits ($) | Total Electric Benefits ($) | NG - Res Non-Heating | NG - Res Hot Water | NG - Res Heating | NG - Res All | NG - C&I Non-Heating | NG - C&I Heating | NG - C&I All | Total Avoided Gas Benefits ($) | Gas Supply DRIPE | Res Non-Heating GECD | Res Hot Water GECD | Res Heating GECD | Res All GECD | C&I Non-Heating GECD | C&I Heating GECD | C&I All GECD | Total Gas DRIPE | Residential | Commercial | Total Gas Environmental Compliance | Total Gas Resource Benefits | Fuel Oil - Res Distillate | Fuel Oil - Com Fuel Oil | Fuel Oil - Industrial Oil | Fuel Oil - Total | Fuel Oil - DRIPE | Fuel Oil Environmental Compliance - Residential Distillate | Fuel Oil Environmental Compliance - Com Fuel Oil | Fuel Oil Environmental Compliance - Industrial Oil | Fuel Oil Environmental Compliance - Total | Total Oil Resource Benefits | Propane | Propane Environmental Compliance Cost | Total Propane | Cord Wood | Wood Pellets | Total Wood | Motor Gasoline | Motor Gasoline DRIPE | Motor Gasoline Environmental Compliance | Total Motor Gasoline | Motor Diesel | Motor Diesel DRIPE | Motor Diesel Environmental Compliance | Total Motor Diesel | Water | Total Other Resource Benefits | Total Resource Benefits | Lifetime per Unit (Net) | One time per Unit (Net) | Lifetime per kWh (Net) | One time per KWh (Total Net) | Lifetime per Therm (Net) | One time per Therm (Net) | Total Non-Energy Impacts | Non-Energy Avoided CO2e Benefits | Total Non-Resource Benefits | Environmental Compliance Cost | Total Benefits | 2025 Electric Avoided CO2e (Metric Tons) | 2025 Gas Avoided CO2e (Metric Tons) | 2025 Oil Avoided CO2e (Metric Tons) | 2025 Propane Avoided CO2e (Metric Tons) | 2025 Gasoline Avoided CO2e (Metric Tons) | 2025 Diesel Avoided CO2e (Metric Tons) | 2025 Non-Energy Avoided CO2e (Metric Tons) | 2025 Total Avoided CO2e (Metric Tons) | 2030 Electric Avoided CO2e (Metric Tons) | 2030 Gas Avoided CO2e (Metric Tons) | 2030 Oil Avoided CO2e (Metric Tons) | 2030 Propane Avoided CO2e (Metric Tons) | 2030 Gasoline Avoided CO2e (Metric Tons) | 2030 Diesel Avoided CO2e (Metric Tons) | 2030 Non-Energy Avoided CO2e (Metric Tons) | 2030 Total Avoided CO2e (Metric Tons) | BENEFIT-COST RATIO | Benefit-Cost Ratio (without carbon benefits) | Total PI Benefits (No MAC) | Base Benefits | Equity Benefits | Electrification Benefits | Benefit-Cost Ratio with $128 SCC
A - Residential | A2 - Residential Existing Buildings | A2c - Residential Retail | Electrification | RES-HVAC-FSHP-P | HVAC - Heat Pump Partially Displacing Existing Furnace | HVAC | Central Ducted Heat Pump Partially Displacing Existing Furnace, Gas | GA2c070 | 100 | 17 | 1157884 | 400000 | 757884 | -456.2665 | -456.2665 | -7756.5297 | -415.2025 | -7058.4421 | 7.0021 | 5.9537 | -3194.8013 | -46180.098 | -2907.2692 | -42023.8892 | 326.0934 | 302.0222 | -3296.1896 | -4390.3681 | -415.2025 | -7058.4421 | -159.25 | 8.3389 | 7.5884 | -122.1012 | -111.1121 | 49640.1686 | 49640.1686 | 843882.8659 | 45172.5534 | 767933.408 | 4964.0169 | 84388.2866 | 4517.2553 | 76793.3408 | 0 | 0 | 0 | 0 | 0 | 0 | 0 | 0 | 0 | 0 | 0 | 0 | 0 | 0 | 0 | 0 | 0 | 0 | 0 | 0 | 0 | 0 | 0 | 0 | 0 | 0 | 0 | 0 | 1769.2156 | 38208.1886 | 1609.9862 | 34769.4516 | 0 | 16968.1025 | 14853.3567 | -224703.8468 | -296111.8385 | 0 | -488994.2261 | 2420.2719 | 1389.5789 | -37830.1592 | -44243.14 | 0 | -19278.9826 | -97542.4309 | 51870.2727 | 53578.8267 | -492476.4573 | -697147.7979 | 0 | -1084175.1559 | -1670711.8128 | 0 | 9736.5456 | 9736.5456 | 0 | 0 | 11184.0322 | 11184.0322 | 0 | 1090.8996 | 1090.8996 | 12594.6506 | 0 | 12594.6506 | 21547.9526 | 56154.0807 | -1614557.7321 | 0 | 0 | 686375.6767 | 0 | 0 | 0 | 0 | 686375.6767 | 1915.5669 | 0 | 0 | 43598.0651 | 0 | 0 | 0 | 0 | 45513.6319 | 1791410.7781 | 0 | 1791410.7781 | 2523300.0867 | 0 | 0 | 0 | 0 | 0 | 0 | 0 | 0 | 0 | 0 | 0 | 0 | 0 | 0 | 0 | 0 | 0 | 0 | 0 | 0 | 0 | 0 | 0 | 0 | 0 | 0 | 908742.3546 | 0 | 0 | 0 | 0 | 0 | 0 | 0 | 0 | 0 | 707235.6222 | 908742.3546 | -104.037 | 321.3973 | 0 | 0 |  |  | 0 | 217.3603 | -59.2827 | 321.3973 | 0 | 0 |  |  | 0 | 262.1146 | 0.78483 | 0.17403 | 908742.3546 | 0 | 0 | 908742.3546 | 0.39
A - Residential | A2 - Residential Existing Buildings | A2c - Residential Retail | Electrification | RES-HVAC-FSHP | HVAC - Heat Pump Fully Displacing Existing Furnace | HVAC | Central Ducted Heat Pump Fully Displacing Existing Furnace, Gas | GA2c071 | 110 | 17 | 1617916.3 | 825000 | 792916.3 | -1102.2249 | -1102.2249 | -18737.8238 | -1003.0247 | -17051.4197 | 7.0025 | 5.9552 | -7718.362 | -111586.5873 | -7023.7094 | -101543.7945 | 743.8644 | 688.9546 | -7926.8619 | -10557.3768 | -1003.0247 | -17051.4197 | -409.409 | 8.2175 | 7.4779 | -294.4011 | -267.905 | 92304.1493 | 92304.1493 | 1569170.5375 | 83996.7758 | 1427945.1891 | 9230.4149 | 156917.0538 | 8399.6776 | 142794.5189 | 0 | 0 | 0 | 0 | 0 | 0 | 0 | 0 | 0 | 0 | 0 | 0 | 0 | 0 | 0 | 0 | 0 | 0 | 0 | 0 | 0 | 0 | 0 | 0 | 0 | 0 | 0 | 0 | 1512.053 | 45330.4664 | 1375.9682 | 41250.7245 | 0 | 38706.5991 | 33882.57 | -540380.4298 | -712050.6086 | 0 | -1179841.8694 | 5520.9765 | 3169.8225 | -90976.0912 | -106390.0549 | 0 | -46573.1702 | -235248.5173 | 118323.2978 | 122220.7468 | -1184335.0414 | -1676408.8743 | 0 | -2620199.871 | -4035290.2577 | 0 | 9594.7746 | 9594.7746 | 0 | 0 | 11021.1847 | 11021.1847 | 0 | 1075.0153 | 1075.0153 | 12411.2635 | 0 | 12411.2635 | 21234.199 | 55336.4371 | -3979953.8206 | 0 | 0 | 1276291.4535 | 0 | 0 | 0 | 0 | 1276291.4535 | 3561.9293 | 0 | 0 | 81069.0701 | 0 | 0 | 0 | 0 | 84630.9994 | 3331065.3968 | 0 | 3331065.3968 | 4691987.8496 | 0 | 0 | 0 | 0 | 0 | 0 | 0 | 0 | 0 | 0 | 0 | 0 | 0 | 0 | 0 | 0 | 0 | 0 | 0 | 0 | 0 | 0 | 0 | 0 | 0 | 0 | 712034.029 | 0 | 0 | 0 | 0 | 0 | 0 | 0 | 0 | 0 | 710865.5257 | 712034.029 | -251.3271 | 597.6269 | 0 | 0 |  |  | 0 | 346.2998 | -143.2121 | 597.6269 | 0 | 0 |  |  | 0 | 454.4148 | 0.44009 | 0.00072223 | 712034.029 | 0 | 0 | 712034.029 | 0.17
A - Residential | A2 - Residential Existing Buildings | A2c - Residential Retail | Electrification | RES-HVAC-FS-DMSHP-P | HVAC - Heat Pump Partially Displacing Existing Boiler | HVAC | DMSHP with Integrated Controls Partially Displacing Existing Boiler, Gas | GA2c072 | 100 | 18 | 1044225 | 400000 | 644225 | -421.2744 | -421.2744 | -7582.9392 | -383.3597 | -6900.4747 | 7.0006 | 5.9227 | -2949.194 | -44911.2255 | -2683.7665 | -40869.2152 | 371.0276 | 343.6395 | -3265.1427 | -4349.999 | -383.3597 | -6900.4747 | -129.22 | -22.6438 | -20.6059 | -103.534 | -94.2159 | 44949.3009 | 44949.3009 | 809087.4168 | 40903.8638 | 736269.5493 | 4494.9301 | 80908.7417 | 4090.3864 | 73626.9549 | 0 | 0 | 0 | 0 | 0 | 0 | 0 | 0 | 0 | 0 | 0 | 0 | 0 | 0 | 0 | 0 | 0 | 0 | 0 | 0 | 0 | 0 | 0 | 0 | 0 | 0 | 0 | 0 | 1545.7361 | 35997.5162 | 1406.6199 | 32757.7397 | 0 | 19344.0492 | 16945.9743 | -222374.0877 | -293610.251 | 0 | -479694.3152 | 2600.7865 | 1493.2198 | -35391.9558 | -41400.9761 | 0 | -17873.4235 | -90572.349 | 59288.3255 | 60944.1351 | -489716.1602 | -689030.4725 | 0 | -1058514.172 | -1628780.8362 | 0 | -28333.654 | -28333.654 | 0 | 0 | -30369.5799 | -30369.5799 | 0 | -2962.2736 | -2962.2736 | -36174.191 | 0 | -36174.191 | -61889.7481 | -159729.4466 | -1788510.2828 | 0 | 0 | 658969.7978 | 0 | 0 | 0 | 0 | 658969.7978 | 1847.0209 | 0 | 0 | 39478.1606 | 0 | 0 | 0 | 0 | 41325.1814 | 1720440.9196 | 0 | 1720440.9196 | 2420735.8989 | 0 | 0 | 0 | 0 | 0 | 0 | 0 | 0 | 0 | 0 | 0 | 0 | 0 | 0 | 0 | 0 | 0 | 0 | 0 | 0 | 0 | 0 | 0 | 0 | 0 | 0 | 632225.616 | 0 | 0 | 0 | 0 | 0 | 0 | 0 | 0 | 0 | 661926.7476 | 632225.616 | -96.0581 | 291.026 | 0 | 0 |  |  | 0 | 194.9679 | -54.7362 | 291.026 | 0 | 0 |  |  | 0 | 236.2899 | 0.60545 | -0.028443 | 632225.616 | 0 | 0 | 632225.616 | 0.2
A - Residential | A2 - Residential Existing Buildings | A2c - Residential Retail | Electrification | RES-HVAC-FS-DMSHP | HVAC - Heat Pump Fully Displacing Existing Boiler | HVAC | DMSHP with Integrated Controls Fully Displacing Existing Boiler, Gas | GA2c073 | 20 | 18 | 290908.8 | 200000 | 90908.8 | -154.6 | -154.6 | -2782.8 | -140.686 | -2532.348 | 7.0011 | 5.9241 | -1082.3749 | -16485.6963 | -984.9612 | -15001.9836 | 129.5601 | 119.9964 | -1192.8492 | -1589.0553 | -140.686 | -2532.348 | -53.144 | -4.4155 | -4.0181 | -39.1231 | -35.6021 | 13860 | 13860 | 249480 | 12612.6 | 227026.8 | 1386 | 24948 | 1261.26 | 22702.68 | 0 | 0 | 0 | 0 | 0 | 0 | 0 | 0 | 0 | 0 | 0 | 0 | 0 | 0 | 0 | 0 | 0 | 0 | 0 | 0 | 0 | 0 | 0 | 0 | 0 | 0 | 0 | 0 | 303.6251 | 8462.3037 | 276.2988 | 7700.6964 | 0 | 6754.8009 | 5917.4107 | -81239.5607 | -107255.8692 | 0 | -175823.2183 | 908.1757 | 521.4215 | -12929.6852 | -15123.7828 | 0 | -6559.2195 | -33183.0903 | 20703.0511 | 21281.2477 | -178907.2015 | -251702.936 | 0 | -388625.8388 | -597632.1474 | 0 | -5525.0443 | -5525.0443 | 0 | 0 | -5922.0485 | -5922.0485 | 0 | -577.6414 | -577.6414 | -7053.944 | 0 | -7053.944 | -12068.461 | -31147.1392 | -628779.2867 | 0 | 0 | 203191.6227 | 0 | 0 | 0 | 0 | 203191.6227 | 569.5241 | 0 | 0 | 12172.9881 | 0 | 0 | 0 | 0 | 12742.5122 | 530493.4816 | 0 | 530493.4816 | 746427.6165 | 0 | 0 | 0 | 0 | 0 | 0 | 0 | 0 | 0 | 0 | 0 | 0 | 0 | 0 | 0 | 0 | 0 | 0 | 0 | 0 | 0 | 0 | 0 | 0 | 0 | 0 | 117648.3298 | 0 | 0 | 0 | 0 | 0 | 0 | 0 | 0 | 0 | 141867.6427 | 117648.3298 | -35.2516 | 89.7371 | 0 | 0 |  |  | 0 | 54.4855 | -20.0872 | 89.7371 | 0 | 0 |  |  | 0 | 69.6499 | 0.40442 | -0.083254 | 117648.3298 | 0 | 0 | 117648.3298 | 0.1
THESE NUMBERS FROM NATIONAL GRID SUBMISSIONS -- ATT.-dpu-cOMM-8-2-1 (same FOR THE $393 VAL FROM ORIGINAL NG EXHIBIT 5.
STRANGELY, THE EVERSOURCE SUBMISSION FOR DPU COMM 8-2 ATTACHMENT HAS THE SAME NATURAL GAS NUMBERS (AND ONLY NATURAL GAS -- BUT DOES INCLUDE THE MIDSTSREAM INCENTIVES WHICH NGRID DOES NOT SHOW.

## Gas Heat at 393 and 128 midstrm
Program Administrator | Sector | Program | Core Initiative | Sub Offering | End Use | Measure | BCR Measure ID | Quantity Definition | Measure Life | Total Resource Cost | Incentive | Gross Annual kWh Saved | Fossil Fuel Type #1 | Savings from Fuel Type #1 (MMBtu/Year) | Benefit-Cost Ratio at $393 | Benefits at 393 | Adjusted BCR at 393 | Benefit-Cost Ratio with $128 SCC | Benefits at 128 | Adjusted bcr at 128
Statewide - Deemed | A - Residential | A2 - Residential Existing Buildings | A2c - Residential Retail | Electrification | HVAC | Midstream - Central Heat Pump, No Integrated Controls | EA2c003 | Homes | 15 | 2098 | 100 | 1533 |  |  | 4.85 | 10175.3 |  | 3.6181 | 7590.6854
Statewide - Deemed | A - Residential | A2 - Residential Existing Buildings | A2c - Residential Retail | Electrification | HVAC | Midstream - MSHP, No Integrated Controls | EA2c004 | Homes | 18 | 353 | 100 | 584 |  |  | 13.07 | 4613.71 |  | 9.7294 | 3434.4771
Statewide Deemed | A - Residential | A2 - Residential Existing Buildings | A2c - Residential Retail | Electrification | HVAC | Central Ducted Heat Pump Partially Displacing Existing Furnace, Gas | GA2c070 | Homes | 17 | 12724 | 4000 | -4562.6645 | NG - Res Heating | 46.98 | 0.78 | 9924.72 | 1.3561 | 0.39158 | 4982.5057 | 0.84828
Statewide Deemed | A - Residential | A2 - Residential Existing Buildings | A2c - Residential Retail | Electrification | HVAC | Central Ducted Heat Pump Fully Displacing Existing Furnace, Gas | GA2c071 | Homes | 17 | 16163 | 7500 | -10020.2267 | NG - Res Heating | 83.91 | 0.44 | 7111.72 | 0.94666 | 0.17294 | 2795.2449 | 0.56875
Statewide Deemed | A - Residential | A2 - Residential Existing Buildings | A2c - Residential Retail | Electrification | HVAC | DMSHP with Integrated Controls Partially Displacing Existing Boiler, Gas | GA2c072 | Homes | 18 | 11475 | 4000 | -4212.744 | NG - Res Heating | 44.26 | 0.61 | 6999.75 | 0.98186 | 0.19911 | 2284.758 | 0.48353
Statewide Deemed | A - Residential | A2 - Residential Existing Buildings | A2c - Residential Retail | Electrification | HVAC | DMSHP with Integrated Controls Fully Displacing Existing Boiler, Gas | GA2c073 | Homes | 18 | 15984 | 10000 | -7730 | NG - Res Heating | 69.33 | 0.4 | 6393.6 | 0.67377 | 0.10125 | 1618.3064 | 0.30928
From 21-129 DPU-Comm 8-2_Attachment.xlsx

## Combined BCR
Measure | Measure Id | BCR without Midstream at 393 | BCR without Midstream at 128 | BCR with Midstream at 393 | BCR with Midstream at 128 | X = SCC to BCR Coefficient | A= SCC to BCR Intercept | Check Formula for 393 | Check Formula for 128 | BCR at SCC $190 | SCC at BCR 1 | BCR at SCC $190 with 50% Cost Increase | BCR with Lost Use 20%/50%at $190 | BCR at SCC $190 with 91% CO2 increase
Central Ducted Heat Pump Partially Displacing Existing Furnace, Gas | GA2c070 | 0.78 | 0.39158 | 1.3561 | 0.84828 | 0.0019163 | 0.60299 | 0 | 0 | 0.96709 | 207.1747 | 0.64473 | 0.32236 | 1.2984
Central Ducted Heat Pump Fully Displacing Existing Furnace, Gas | GA2c071 | 0.44 | 0.17294 | 0.94666 | 0.56875 | 0.0014261 | 0.38621 | 0 | 0 | 0.65717 | 430.4006 | 0.43811 | 0.35049 | 0.90374
DMSHP with Integrated Controls Partially Displacing Existing Boiler, Gas | GA2c072 | 0.61 | 0.19911 | 0.98186 | 0.48353 | 0.0018805 | 0.24283 | 0 | 0 | 0.60012 | 402.6456 | 0.40008 | 0.20004 | 0.92526
DMSHP with Integrated Controls Fully Displacing Existing Boiler, Gas | GA2c073 | 0.4 | 0.10125 | 0.67377 | 0.30928 | 0.0013754 | 0.13323 | 0 | 0 | 0.39456 | 630.1923 | 0.26304 | 0.21043 | 0.63237
Central Heat Pump partially displacing Oil Heat | EA2c266 | 2.38 | 1.51 | 2.7211 | 1.7969 | 0.0034876 | 1.3505 | 0 | 0 | 2.0131 | -100.4891 | 1.3421 | 0.67104 | 2.6161
Central Heat Pump fully displacing Oil Heat | EA2c272 | 2.58 | 1.7329 | 2.8352 | 1.9407 | 0.0033752 | 1.5087 | 0 | 0 | 2.15 | -150.7155 | 1.4333 | 1.1467 | 2.7336
MSHP partially displacing Oil Heat | EA2c268 | 2.39 | 1.5181 | 2.6969 | 1.7542 | 0.0035572 | 1.2989 | 0 | 0 | 1.9748 | -84.0293 | 1.3165 | 0.65826 | 2.5898
MSHP fully displacing Oil Heat | EA2c273 | 2.34 | 1.5551 | 2.5631 | 1.7253 | 0.0031613 | 1.3207 | 0 | 0 | 1.9213 | -101.4375 | 1.2809 | 1.0247 | 2.4679
Compute alt BCR based on linearity of BCR wrt to SCC
393 * X + A = c2
128 * X + A = d2
x= (c2-d2)/(393-128)
- A = 393 * X - c2

## Test Runs for BEOpt
Atlanta Results | power use |  | MMBTU used | Efficiency | Implied Load | Reverse Implied eff
Elec | 3957 | kw | 13.5013 | 1 | 13.5013
gas 90 | 149 | Therms | 14.9 | 0.9 | 13.41
gas 80 | 171.7 | Therms | 17.17 | 0.8 | 13.736
iuk 82.5 | 120.5 | gal | 16.6893 | 0.825 | 13.7686
AHSP 8.9 Size for max load | 1058 | kw | 3.6099 | 2.6084 | 9.4162 | 3.7685
Logan Results | power use |  | MMBTU | Efficiency | Implied Load
Elec | 11290 | kw | 38.5215 | 1 | 38.5215
gas 90 | 424.5 | Therms | 42.45 | 0.9 | 38.205
gas 80 | 489.5 | Therms | 48.95 | 0.8 | 39.16
iuk 82.5 |  | gal | 0 | 0.825 | 0
AHSP 8.9 Size for max load | 3271 | kw | 11.1607 | 2.6084 | 29.1119 | 3.4515
MSHP 9.5HSPF2 | 2433 | kw | 8.3014 | 2.7843 | 23.1135 | 4.6022
MSHP Size 12.6 size for max | 1419 | kw | 4.8416 | 3.6928 | 17.8794 | 8.0882
Beopt offers out put for heating energy use.
It appears that BEOPT makes very optimistic assumptions about heat pump performance . . . Something wrong with this picture
This is a simple 1000 foot house using all other assumptions as defaulted by beopt
Logan Results | power use |  | MMBTU | Efficiency | Implied Load
Change Ducts to in finished space | 9179 | kw | 31.3187 | 1 | 31.3187
Elec | 2377 | kw | 8.1103 | 2.6084 | 21.1553 | 3.8616
AHSP 8.9 Size for max load

## Leak Assumption Analysis
Numbers extracted from Eversource Exihibit 5 revised
|  | Gross Annual Kwh Saved | Winter Load share ^1 | Fuel Saved MMBtu | Net GHG from operations | Assumed Installed Tonnage] | Per Ton Fuel savings from Table A-8 | Scaled back to SF2400 | Implies use of
MSHP partially displacing Oil Heat | EA2c268 | -4213 | 91% | 44.95 |  | 2.8 | 16.05 | 51.3714 | 29.1286
Midstream - MSHP, No Integrated Controls | EA2c004 | 584 | 91% |  |  |  |  | 25 | 55 | if 30 degrees, then fuel savings
Total heating impacts for measure |  | -3629 | -3302.39 | 44.95
Life time GHG impact (tons) over 17 year life if oil |  |  | -18.7001 | 56.9623 | 38.2622
Life time GHG impact (tons) over 17 year life if Gas |  |  | -18.7001 | 40.5458 | 21.8457
Switchover between 15 and 30 degrees.
^1 Apply winter load share from EA2c268 to Ea2c004
Schedule of emissions from Table 80 of Synapes
| Winter |  | Summer
| W-ON Peak | W-OFF Peak | S-ON Peak | S-OFF Peak
2021 | 0.3429 | 0.3588 | 0.3534 | 0.3624
2022 | 0.3357 | 0.3411 | 0.3307 | 0.3688
2023 | 0.332 | 0.3747 | 0.3007 | 0.4228
2024 | 0.3588 | 0.3942 | 0.3479 | 0.4386
2025 | 0.3611 | 0.3996 | 0.3683 | 0.4382
2026 | 0.3429 | 0.3983 | 0.3502 | 0.4259
2027 | 0.3094 | 0.3738 | 0.3447 | 0.4218
2028 | 0.3112 | 0.3334 | 0.3465 | 0.3729
2029 | 0.3184 | 0.3257 | 0.3416 | 0.3602
2030 | 0.2885 | 0.3035 | 0.332 | 0.3447
2031 | 0.2939 | 0.3139 | 0.328 | 0.3484
2032 | 0.2921 | 0.3266 | 0.3112 | 0.3511
2033 | 0.2957 | 0.3184 | 0.3343 | 0.3574
2034 | 0.3075 | 0.3143 | 0.3411 | 0.3493
2035 | 0.3134 | 0.313 | 0.3452 | 0.3597
EPAOil Carbon rate 20.33 kg C/mmbtu × 44 kg CO2/12 kg C | 74.5433 | kg/MMBTU
Gas Carbon Rate | 53.06 | kg/MMBTU
https://www.epa.gov/sites/default/files/2015-07/documents/emission-factors_2014.pdf
Compare to GHG Savings | 114.47 | Avoided CO2e
Quantity | 200
Electric marginal kg/kwh | 0.1869
Backed out annual benefit MT | 0.57235 | MTCO2e avoided per pumpin 2025 (emitted)
Backed out MWH | 3.0623 | mwh -- roughly consistent, a little less than backed out above
Avoided oil CO2 | 767.2 | Mt
Per pump avoided | 3.836 | MT
per pump from EPA | 51.46 | MMBTU -- roughly consistent -- a little more than used above

## SCC Assumptions
Based on Eversource DPU-Comm 8-2 , Social Cost of Carbon Variation
Value |  | Source | Reference Link(s)
Average Residential Electric Rate ($/kWh): | 0.27 | National Grid value, as published for winter 2021-2022 | https://www.nationalgridus.com/MA-Home/Rates/Service-Rates | https://www.nationalgridus.com/media/pdfs/billing-payments/electric-rates/ma/resitable.pdf
Average Income-Eligible Electric Rate ($/kWh): | 0.18 | National Grid value, as published for winter 2021-2022
Average C&I Electric Rate ($/kWh): | 0.243 | National Grid value for G1 rate, as published for winter 2021-2022 | https://www.nationalgridus.com/MA-Business/Rates/Service-Rates?regionkey=masselec&customertype=business | https://www.nationalgridus.com/media/pdfs/billing-payments/electric-rates/ma/commtable.pdf
Average Residential Gas Rate ($/MMBTU): | 0.117 | Average of National Grid & Eversource winter 20-21 rates, with supply portion inflated by 14% per EIA projections |  | https://www.eia.gov/outlooks/steo/special/winter/2021_winter_fuels.pdf
Average Income-Eligible Gas Rate ($/MMBTU): | 0.967 | Average of National Grid & Eversource winter 20-21 rates, with supply portion inflated by 14% per EIA projections
Average C&I Gas Rate ($/MMBTU): | 0.104 | Average of National Grid & Eversource winter 20-21 G1 rates, with supply portion inflated by 14% per EIA projections
Average Fuel Oil Price: | 3.39 | $/gallon Projected by EIA for winter 2021-2022 | https://www.eia.gov/outlooks/steo/special/winter/2021_winter_fuels.pdf
Average Propane Price: | 3.57 | $/gallon Projected by EIA for winter 2021-2022 | https://www.eia.gov/outlooks/steo/special/winter/2021_winter_fuels.pdf
Average Motor Gasoline Price: | 2.93 | $/gallon 10-Year Average from EIA data, 2011-2021
Fuel Oil MMTBU/Gallon | 0.138 | Industry standard conversion | https://www.eia.gov/energyexplained/units-and-calculators/
Propane MMTBU/Gallon | 0.09145 | Industry standard conversion | https://www.eia.gov/energyexplained/units-and-calculators/
Motor Gasoline MMTBU/Gallon | 0.1203 | Industry standard conversion | https://www.eia.gov/energyexplained/units-and-calculators/
Electric Emissions Rate in 2030 | 0.1065 | Metric Tons CO2e/MWh, as prescribed by EEA
Oil Emissions Rate | 0.07879 | Metric Tons CO2e/MMBTU, as prescribed by EEA
Propane Emissions Rate | 0.06307 | Metric Tons CO2e/MMBTU, as prescribed by EEA
Natural Gas Emissions Rate | 0.05307 | Metric Tons CO2e/MMBTU, as prescribed by EEA
Motor Gasoline Emissions Rate | 0.070644 | Metric Tons CO2e/MMBTU, Industry Standard | https://www.eia.gov/environment/emissions/co2_vol_mass.php
Central HP Midstream Savings | 1533 | kWh savings from a baseline-efficiency to high-efficiency heat pump
DMSHP Midstream Savings | 584 | kWh savings from a baseline-efficiency to high-efficiency heat pump
ADDED WB ASSUMPTIONS
DOER lifetime carbon emissions factor | 0.1237 | 17 year average carbon emissions MTCO2e/MWh from DOER schedule provided to PA's, starting from 2022 | https://fileservice.eea.comacloud.net/FileService.Api/file/FileRoom/14232055
Oil Burner Efficiency | 0.8
DPU SCC 128 | 128 | DPU requested evaluation at 128
BTU per KWH | 3412 | Constant
Original SCC 393 | 393
ISO Emissions Factor | 0.337
original source is Att DPU-Comm 8-2

## Rev'd. Electrification Electric
Assumptions | Measure | BCR Measure ID | Measure Life | Total Resource Cost | Incentive | Gross Annual kWh Used | From Fuel Diplacement Table 4-9 | Fossil Fuel Type #1 | Fossil Fuel #1 Savings (MMBtu/Year) | Benefit-Cost Ratio | Benefit-Cost Ratio from Exhibit 5 2022-2024 Plan BC Model Eversource Electric | Customer Initial Purchase Cost (Negative Indicates a Cost) | Customer Operating Cost Savings (Negative Indicates an Increase) | Total Customer Lifetime Cost Impact (Positive Indicates a Savings) | GHG Savings in 2030 | Benefit-Cost Ratio with $128 SCC | Not cost-effective with $128 SCC | Oil Carbon Savings | Electric Carbon Costs (Life Time Annual Average Rate Per DOER | Annual GHG savings at DOER GHG Schedule | Lifetime GHG savings at DOER GHG Schedule | Electric Carbon Costs (Ball Park ISO Marginal) | Annual GHG savings at ISO Marginal | Implied MMBTU Load from Savings | Heat pump power use in MMBtu | Implied Heat Pump Efficiency from load/power use | Implied HSPF
Original | Central Heat Pump partially displacing Oil Heat (41.1) | EA2c266 | 17 | 12724 | 4000 | -4562.6645 | -2942 | Fuel Oil - Res Distillate | 49.6 | 2.3683 | 2.38 | -8724 | -13.4846 | -8953.239 | 3.4221 | 1.5912 |  | 3.908 | -0.5644 | 3.3436 | 56.8409 | -1.5376 | 2.3704 | 39.68 | -15.5678 | 2.5488 | 8.6967 | 2.38
Original | Central Heat Pump fully displacing Oil Heat | EA2c272 | 17 | 16163 | 10000 | -10020.2267 | -8437 | Fuel Oil - Res Distillate | 83.9129 | 2.5701 | 2.58 | -6163 | -644.1235 | -17113.0991 | 5.5443 | 1.7925 |  | 6.6115 | -1.2395 | 5.372 | 91.3239 | -3.3768 | 3.2347 | 67.1303 | -34.189 | 1.9635 | 6.6995 | 2.58
Original | MSHP partially displacing Oil Heat (42.1) | EA2c268 | 18 | 11475 | 4000 | -4212.744 | -2679 | Fuel Oil - Res Distillate | 44.9 | 2.4292 | 2.39 | -7475 | -34.4626 | -8095.3271 | 3.089 | 1.6202 |  | 3.5377 | -0.52112 | 3.0166 | 54.298 | -1.4197 | 2.118 | 35.92 | -14.3739 | 2.499 | 8.5265 | 2.39
Original | MSHP fully displacing Oil Heat | EA2c273 | 18 | 15984 | 10000 | -7730.428 | -5882 | Fuel Oil - Res Distillate | 69.3251 | 2.3745 | 2.34 | -5984 | -384.2294 | -12900.129 | 4.6388 | 1.6241 |  | 5.4621 | -0.95625 | 4.5059 | 81.1057 | -2.6052 | 2.857 |  | -26.3762 | #VALUE! | #VALUE! | 2.34
Original assumptions reverse engineered as to BC Ratio | [24 empty] | 3412
See: https://ma-eeac.org/wp-content/uploads/MA20R24-B-EOEval_Fuel-Displacement-Report_2021-10-13_Final.pdf
Page 58: Partial BTU is based on the switching patterns of 40 selected homes applied to modeled total energy use.
| Comparison to 11/1/2021 Filing Version of BC Model: https://fileservice.eea.comacloud.net/FileService.Api/file/FileRoom/14152017 | Selected | Checks | Checks | Checks
(Docket 21-129 NSTAR Electric)
Notes for BCR Computation
| (1) Total Resource Cost is reduced by Net to Gross |  | 0.91
(2) Total Resource Cost (not reduced by incentive and not reduced or increased by operating cost) is used in BCR
(3) Benefits for full OR partial displacement of oil consist of: Total Electric Benefits (negative) plus Total oil benefits positive
(4) Oil Benefits consist of oil savings at price from AESC
Measure Quantity *
BTU Savings *
Net to Gross (@91%) *
In Service Rate (@100%) *
Non Electric Realization Rate (@100%) *
Sum of yearly amounts over life for Per MMBTU price of oil
And DRIPE (very small)
And Sum of yearly amounts over life for Per MMBTU Social Cost of Carbon Computation from AESC
All of the same factors as for price (Measure Quantity * BTU Saving * . . . ) * Sum of carbon schedule
| $393/short ton applied to carbon emissions for burning oil -- just shows raw schedule, drifting up, but close to this computation: | [7 empty] | 32.2837 | (close to average for years of schedule)
(5) Electric benefits have mostly negative signs (are costs) and consist of
Electric Capacity, mostly small, but for MSHP's, include summer load benefits
Dripe, even smaller. Combined with Electric Benefits roughly 10% for MSHP partial (due to summer load); others smaller.
Energy Benefits --
Net Annual MWH (as KWH) * Seasonal Percentage of Load * Look up of Rates from AESC
Energy Compliance Benefits --
Net Annual MWH (as KWH) * Seasonal Percentage of Load * Emissions scaled as $SCC/kwh (averaging about $0.18) from AESC [EXCLUDES AMOUNTS ALREADY COVERED BY RGGI
The $SCC/kwh is from the AESC AESC 2021 User Interface -CF1.xlsb file with SCC selected as methodology and discount rate at 1% (so SCC is $393)
For 2025 GHG Computations (Electric):
MWH ( Gross ) * MT/MWh (per secretary) * Spill over factor (122% for Res Electrification)
For 2025 GHG Computations (Oil):
MMBTU (Oil) * Oil_MMBTU_KG-KWH * Spill over factor (122% for Res Electrification)

## Heat Pump REsults
Program/Conversion | 2022 Results | 2022 Goal
Single Family/Full Displacement, Oil | 2843 | 1607
Single Family/Partial Displacement, Oil | 4150 | 5233
Single Family/Electric Resistance | 2057 | 2180
Multifamily/Displacement - Oil | - | 16
Multifamily/Electric Resistance | 108 | 107
Income Eligible Single Family/Full Displacement, Oil | 186 | 524
Income Eligibile Single Family/Partial Displacement, Oil | 59 | 368
Income Eligible Single Family/Electric Resistance | 184 | 139
Income Eligible Multifamily/Full Displacement, Oil | 4 | 97
Income Eligible Multifamily/Partial Displacement, Oil | - | -
Income Eligible Multifamily/Electric Resistance | 56 | 745
Full Displacement, Gas | 2639 | 65
Partial Displacement, Gas | 2626 | 206

## Variabiliity
4061 | 25415 | 13856132
14 | 2.23 | [18 empty] | Slides 100 to 105 |  | https://e4thefuture.org/wp-content/uploads/2022/06/Residential-ccASHP-Building-Electrification_060322.pdf
5 | 2.46 | [8 empty] | 34.12 | MMBTU Heating Load | [8 empty] | Site Id | Building Type | System Type | Total ASHP System Electric Energy Use kwh | Average Seasonal Heating Performance COP | Implied Load
1 | 2.55 | [8 empty] | 10000 | Same heating load in all scenarios and for all pump | [5 empty] | Variable load |  |  | MA_01 | Primaryw/backup | Ductless | 850 | 0.45 | 383
1 | [9 empty] | Installation ID | Even SCOP Scenario | Computed power demand | Central SCOP Scenario | Computed power demand | Variable SCOP Scenario | Computed power demand | Variable SCOP | Variable load | Computed Power Demand | MA_02 | Primaryw/backup | Ductless | 2452 | 3.2 | 7846
2.55 | [9 empty] | Pump # 1 | 250% | 4000 | 100% | 10000 | 100% | 10000 | 100% | 15000 | 15000 | MA_03 | Whole-Home | Ductless | 3603 | 3.45 | 12430
[10 empty] | Pump # 2 | 250% | 4000 | 150% | 6666.6667 | 100% | 10000 | 100% | 15000 | 15000 | MA_04 | Primaryw/backup | Ductless | 734 | 3.35 | 2459
[10 empty] | Pump # 3 | 250% | 4000 | 150% | 6666.6667 | 100% | 10000 | 100% | 15000 | 15000 | MA_05 | Primaryw/backup | Ductless | 3105 | 1.32 | 4099
[10 empty] | Pump # 4 | 250% | 4000 | 200% | 5000 | 100% | 10000 | 100% | 15000 | 15000 | MA_06 | Whole-Home | Ductless | 3994 | 3.5 | 13979
| Ductless | 14 | 50% | 0.6 | 0.77 | 2.23 | 3.23 | 69% |  | Pump # 5 | 250% | 4000 | 200% | 5000 | 150% | 6666.6667 | 150% | 12500 | 8333.3333 | MA_07 | Whole-Home | Ductless | 7187 | 2.24 | 16099
| Ducted | 5 | 38% | 0.38 | 0.64 | 2.46 | 3.06 | 63% |  | Pump # 6 | 250% | 4000 | 200% | 5000 | 150% | 6666.6667 | 150% | 12500 | 8333.3333 | MA_08 | Whole-Home | Ductless | 11802 | 3.57 | 42133
| Mixed | 1 | 48% | 0.42 | 0.29 | 2.55 | 3.02 | 84% |  | Pump # 7 | 250% | 4000 | 225% | 4444.4444 | 150% | 6666.6667 | 150% | 12500 | 8333.3333 | MA_09 | Primaryw/backup | Ductless | 4965 | 1.61 | 7994
| Total | 20 | 48% | 0.54 | 0.71 | 2.3 | 3.18 | 68% | 2.3035 | Pump # 8 | 250% | 4000 | 225% | 4444.4444 | 150% | 6666.6667 | 150% | 12500 | 8333.3333 | MA_10 | Whole-Home | Ducted | 454 | 3.01 | 1367
| Ductless | 13 | 75% | 0.89 | 1.12 | 2.8 | 3.28 | 84% |  | Pump # 9 | 250% | 4000 | 225% | 4444.4444 | 200% | 5000 | 200% | 10000 | 5000 | MA_11 | Primaryw/backup | Ductless | 8110 | 2.77 | 22465
| Ducted | 6 | 43% | 0.54 | 0.7 | 2.03 | 3.16 | 57% |  | Pump # 10 | 250% | 4000 | 225% | 4444.4444 | 200% | 5000 | 200% | 10000 | 5000 | MA_13 | Primaryw/backup | Ductless | 4327 | 1.5 | 6491
| Mixed | 4 | 69% | 0.99 | 1.15 | 1.87 | 3.33 | 56% |  | Pump # 11 | 250% | 4000 | 250% | 4000 | 250% | 4000 | 250% | 10000 | 4000 | MA_14 | Primaryw/backup | Ducted | 6244 | 1.67 | 10427
| Total | 23 | 68% | 0.82 | 1.03 | 2.38 | 3.26 | 71% | 2.4374 | Pump # 12 | 250% | 4000 | 250% | 4000 | 250% | 4000 | 250% | 10000 | 4000 | MA_15 | Primaryw/backup | Ductless | 6456 | 1.29 | 8328
[10 empty] | Pump # 13 | 250% | 4000 | 250% | 4000 | 250% | 4000 | 250% | 10000 | 4000 | MA_16 | Primaryw/backup | Ductless | 4954 | 2.67 | 13227
[10 empty] | Pump # 14 | 250% | 4000 | 250% | 4000 | 250% | 4000 | 250% | 10000 | 4000 | MA_17 | Whole-Home | Ducted | 4945 | 0.28 | 1385
[10 empty] | Pump # 15 | 250% | 4000 | 250% | 4000 | 250% | 4000 | 250% | 10000 | 4000 | MA_18 | Primaryw/backup | Ductless | 4018 | 3.29 | 13219
[10 empty] | Pump # 16 | 250% | 4000 | 275% | 3636.3636 | 300% | 3333.3333 | 300% | 10000 | 3333.3333 | MA_19 | Primaryw/backup | Mixed | 3220 | 2.55 | 8211
[10 empty] | Pump # 17 | 250% | 4000 | 275% | 3636.3636 | 300% | 3333.3333 | 300% | 10000 | 3333.3333 | MA_20 | Primaryw/backup | Ductless | 6463 | 1.81 | 11698
[10 empty] | Pump # 18 | 250% | 4000 | 275% | 3636.3636 | 350% | 2857.1429 | 350% | 7500 | 2142.8571 | MA_21 | Whole-Home | Mixed | 1604 | 2.15 | 3449
[10 empty] | Pump # 19 | 250% | 4000 | 275% | 3636.3636 | 350% | 2857.1429 | 350% | 7500 | 2142.8571 | MA_22 | Whole-Home | Ducted | 2969 | 2.29 | 6799
[10 empty] | Pump # 20 | 250% | 4000 | 300% | 3333.3333 | 350% | 2857.1429 | 350% | 7500 | 2142.8571 | MA_24 | Whole-Home | Ductless | 2680 | 1.01 | 2707
[10 empty] | Pump # 21 | 250% | 4000 | 300% | 3333.3333 | 350% | 2857.1429 | 350% | 7500 | 2142.8571 | NY_01 | Whole-Home | Mixed | 10113 | 1.49 | 15068
[10 empty] | Pump # 22 | 250% | 4000 | 300% | 3333.3333 | 400% | 2500 | 400% | 5000 | 1250 | NY_02 | Whole-Home | Ductless | 5105 | 1.51 | 7709
[10 empty] | Pump # 23 | 250% | 4000 | 350% | 2857.1429 | 400% | 2500 | 400% | 5000 | 1250 | NY_03 | Primaryw/backup | Ducted | 1722 | 4.32 | 7439
[10 empty] | Pump # 24 | 250% | 4000 | 350% | 2857.1429 | 400% | 2500 | 400% | 5000 | 1250 | NY_04 | Primaryw/backup | Ductless | 8955 | 3.16 | 28298
[10 empty] | Pump # 25 | 250% | 4000 | 400% | 2500 | 400% | 2500 | 400% | 5000 | 1250 | NY_05 | Whole-Home | Ductless | 6920 | 3.1 | 21452
[10 empty] | Average | 250% | 4000 | 250% | 4354.8341 | 250% | 4990.4762 | 250% | 10000 | 5742.8571 | NY_06 | Whole-Home | Mixed | 11595 | 1.84 | 21335
[10 empty] | Portfolio SCOP | 250% | 100000 | 229.6% | 108870.8514 | 200.4% | 124761.9048 | 174.1% |  | 143571.4286 | NY_07 | Whole-Home | Mixed | 6524 | 2 | 13048
[20 empty] | NY_08 | Whole-Home | Ductless | 4635 | 3.22 | 14925
[20 empty] | NY_09 | Primaryw/backup | Ductless | 3610 | 1.83 | 6606
[20 empty] | NY_10 | Primaryw/backup | Ducted | 7268 | 3.38 | 24566
[20 empty] | NY_11 | Whole-Home | Ducted | 2783 | 1.6 | 4453
[20 empty] | NY_12 | Primaryw/backup | Ductless | 10752 | 3.02 | 32471
[20 empty] | NY_13 | Whole-Home | Ductless | 5413 | 2.99 | 16185
[20 empty] | NY_14 | Primaryw/backup | Ducted | 2169 | 1.93 | 4186
[20 empty] | NY_15 | Whole-Home | Ducted | 3693 | 2.65 | 9786
[20 empty] | NY_16 | Whole-Home | Ductless | 3441 | 3.46 | 11906
[20 empty] | NY_17 | Primaryw/backup | Ducted | 2124 | 0.99 | 2103
[20 empty] | NY_18 | Whole-Home | Ducted | 2102 | 2.32 | 4877
[23 empty] | 194060 | 234% | 463605 | 239%
[20 empty] | MA_12 | Whole-Home | Ductless | 4857 | N/A | #VALUE!
[20 empty] | MA_23 | Whole-Home | Ductless | 2908 | N/A | #VALUE!
[20 empty] | NY_19 | Whole-Home | Ductless | 6007 | N/A | #VALUE!

## Gas leaks add on
https://www.eia.gov/tools/faqs/faq.php?id=667&t=2
0.14 | kwh/cuft of methane |  |  | https://www.eia.gov/tools/faqs/faq.php?id=667&t=8 |  | 7.36 CuFt/kwh | 7.1429 | Density of methane: 0.657 kg/m3 at 25C, 1ATM
0.4 | kgCO2/kwh of methane gas generation | [7 empty] | 0.657 | kg/m3 at 25 C 1ATM
0.056 | kgCO2/cuft of methane | [7 empty] | 0.697 | kg/m3 at 15 C 1.013bar |  |  | 0.94261
6.875 | kwh/kgCH4 = kgCh4/kgCO2 / kgCO2/kwh | [7 empty] | 0.717 | kg/m3 at 0 C 1ATM
0.36364 | CH4/CO2 | CH4 -> CO2 + 2x H20 | [6 empty] | -273.15 | Absolute Zero Centigrade
0.020364 | kgCH4/cuft CH4 | 16 ->44 | [6 empty] | -1.0915 | Expected density ratio from 0 to 25 C
0.044881 | checks to methane gas density of 0.042 pounds per cubic foot, at 1 atm and 60 degrees F | [7 empty] | -0.71713 | Check ratio
[9 empty] | 3.2808 | ft/m
[9 empty] | 35.3147 | ft3/m3
0.0040727 | kg CH4/kwh |  |  | 2.8% | percentage leak assumed -- kg CH$ release/kg CH4 burned |  |  |  | 2.204 | lb/kg
0.12218 | CH4 CO2e/kwh |  |  | 30 | global warming potential -- 100 |  |  |  | 0.041004 | lb/cuft at 25 C 1ATM
30.55% | Add on magnitude of CH4 leak | [7 empty] | 15.5556 | 60 F in degrees centigrade
0.33804 |  |  |  | 83 | global warming potential -- 20 |  |  |  | 0.96832 | Expected density ration from 15 to 25 C
84.51% | Add on magnitude of CH4 leak |  |  |  | https://www.epa.gov/ghgemissions/understanding-global-warming-potentials |  |  |  | 0.0418 | lb cu ft 60 deg f and 1 bar, https://www.engineeringtoolbox.com/methane-density-specific-weight-temperature-pressure-d_2020.html
[9 empty] | 0.040231 | does not quite check
[9 empty] | 1.0132 | 1 atm = 1.01325 bar
[5 empty] | https://www.epa.gov/sites/default/files/2016-03/documents/stationaryemissions_3_2016.pdf |  |  |  | 0.648 | kg/m3 at 25C and 1 Bar
[5 empty] | https://iopscience.iop.org/article/10.1088/1748-9326/abef33/pdf |  |  |  | 0.65659 | checks to first line: kg/m3 at 1atm at 25C |  |  |  | 343.9201
[5 empty] | https://www.sciencedirect.com/science/article/pii/S0301421522000386#bib5 |  |  |  |  | SLIGHTLY DIFFERENT DENSITY MEASURES
these computations do not yet check | [8 empty] | 0.042354 | GO WITH THIS AS LB/CUFT AT 60F 1 ATM
[5 empty] | Heat Pump Leaks – Will Brownsberger |  |  |  | 2.7536
Energy density of methane
https://www.eia.gov/todayinenergy/detail.php?id=18371
Redoing calculator with numbers from right -- insight: Percentage increment from leaks does not depend on heat rate computations | [7 empty] | 1030 | BTU/Cf (for natural gas 2% more than pure methane)
1 | Weight Unit CO2 Emissions from power generation
1 | Unit GWP of CO2 from weight
3% | Assumed percentage leakage (as percent of gas actually burned by power plant) | [6 empty] | Heat rate of power generation |  |  | https://www.eia.gov/tools/faqs/faq.php?id=107&t=3
0.010934 | Consequent weight of methane leaked per unit CO2 weight | [7 empty] | The heat rate is the amount of energy used by an electrical generator/power plant to generate one kilowatthour (kWh) of electricity. The U.S. Energy Information Administration (EIA) expresses heat rates in British thermal units (Btu) per net kWh generated.
30 | Methane GWP 100 |  | IPCC (AR5), fossil methane with climate-carbon feedback (WG1, Tables 8.7, 8.A.1) |  |  |  |  | Btu/KWH for natural gas in 2021: |  |  | https://www.eia.gov/electricity/annual/html/epa_08_02.html
83 | Methane GWP 20 |  | IPCC (AR5), fossil methane with climate-carbon feedback (WG1, Tables 8.7, 8.A.1) |  |  |  |  | 10365 | Steam Generator
8.4211 | EPA SCC Diff at 2% |  | But see 30/83 at https://www.epa.gov/ghgemissions/understanding-global-warming-potentials |  |  |  |  | 11068 | Gas Tturbine
9.208% | Add on at SCC EPA | [6 empty] | 8821 | Internal Combustion
32.8% | Add on at GWP 100 | [6 empty] | 7580 | Combined Cycle |  | most common source -- accounts for 89% of power: https://pubs.acs.org/doi/10.1021/acs.est.9b01875
90.75% | Add on at GWP 20 | [6 empty] | 7687 | Average operating heat rate for selected Energy Sources -- BtTU/kwh for NG 2021: https://www.eia.gov/electricity/annual/pdf/epa.pdf, Table 8.1
Cannot square computations to tables from article cited (see sheet) -- does not show all work, but appears to be double counting losses in production, since includes | [7 empty] | Tranalates in to kwh/cf as follows Btu/cf / btu/kwh
| allowance for difference between growth withdrawals and production and then adds on production losses? | [6 empty] | 0.099373 | Steam Generator
| Unburned NG in power generation | [6 empty] | 0.093061 | Gas Tturbine
| < .2% | https://pubs.acs.org/doi/10.1021/acs.est.9b01875 | [5 empty] | 0.11677 | Internal Combustion
| Unburned NG in applicances | [6 empty] | 0.13588 | Combined Cycle
| <.2% | https://pubs.acs.org/doi/10.1021/acs.est.8b05323 | [5 empty] | 0.13399 | Average operating heat rate for selected Energy Sources -- BtTU/kwh for NG 2021: https://www.eia.gov/electricity/annual/pdf/epa.pdf, Table 8.1
[8 empty] | 0.14 | https://www.eia.gov/tools/faqs/faq.php?id=667&t=2
| Natural Gas gGross withdrawals versus production | [7 empty] | Go with this -- seems on the high side for kwh/cf
| 1.2 | https://www.eia.gov/dnav/ng/ng_prod_sum_a_EPG0_VGM_mmcf_a.htm
|  | https://www.eia.gov/dnav/ng/TblDefs/ng_prod_sum_tbldef2.asp | [5 empty] | 16.04 | Molecular weight of methane |  |  | https://pubchem.ncbi.nlm.nih.gov/compound/Methane
[8 empty] | 44.009 | Molecular weight of CO2 |  |  | https://pubchem.ncbi.nlm.nih.gov/compound/carbondioxide
[8 empty] | 2.7437 | Ratio |  |  | Ratio computation should be correct: https://homework.study.com/explanation/how-many-grams-of-carbon-dioxide-are-produced-when-1-00-kg-of-methane-is-burned-ch4-plus-2o2-arrow-co2-plus-2h2o.html
[8 empty] | 0.36447 | inverse ratio
[8 empty] | 0.30253 | methane lb/kwh as lb/cf divided by kwh/cf
[8 empty] | 0.83005 | CO2 lb/kwh
[8 empty] | 0.13726 | methane kg/kwh
[8 empty] | 0.37661 | CO2 kg/kwh
[8 empty] | 21433 | Btu/lb methanme |  | https://www.engineeringtoolbox.com/heating-values-fuel-gases-d_823.html
[8 empty] | 0.35366 | lb/kwh for methane as btu/kwh divided by btu/lb (use combined cycle btu)
[8 empty] | 0.16046 | methane kg/kwh
[8 empty] | 0.44026 | CO2/kwh

## COPIED FROM ARTICLE CITED
METHANE COMPUTATIONS FROM SUPPLEMENTARY MATERIALS 2 https://iopscience.iop.org/article/10.1088/1748-9326/abef33/data
Electricity
Assumptions and inputs |  |  | mj/kg | kg/mj | kg/gj | kg/btu |  |  | kg CO2e/kWh | ST | ST | GT | GT | ICE | ICE | CC | CC
kg CH4/GJ delivered | 20 |  | 55 | 0.018182 | 18.1818 | 1.9183e-05 | 0.2 | 2.68 | Methane Emissions Percent | GWP-100 | GWP-20 | GWP-100 | GWP-20 | GWP-100 | GWP-20 | GWP-100 | GWP-20 | Coal CO2 combustion emissions, kg/kWh
kg CH4 withdrawn/kg CH4 delivered | 1.2 | estimated as ratio of 2018 gross withdrawals / dry production; note dry production < marketed production. https://www.eia.gov/dnav/ng/ng_prod_sum_a_EPG0_FPD_mmcf_a.htm | [6 empty] | 0% | 0.55 | 0.55 | 0.59 | 0.59 | 0.48 | 0.48 | 0.4 | 0.4 | 0.95
GJ/btu | 1.0551e-06 | [7 empty] | 1% | 0.64 | 0.78 | 0.69 | 0.84 | 0.56 | 0.68 | 0.48 | 0.58 | 0.95
GWP-100 | 36 | IPCC (AR5), fossil methane with climate-carbon feedback (WG1, Tables 8.7, 8.A.1) | [6 empty] | 2% | 0.74 | 1.02 | 0.8 | 1.1 | 0.65 | 0.89 | 0.55 | 0.75 | 0.95
GWP-20 | 87 | IPCC (AR5), fossil methane with climate-carbon feedback (WG1, Tables 8.7, 8.A.1) | [6 empty] | 3% | 0.84 | 1.26 | 0.91 | 1.36 | 0.73 | 1.1 | 0.62 | 0.93 | 0.95
[9 empty] | 4% | 0.95 | 1.51 | 1.02 | 1.62 | 0.82 | 1.31 | 0.7 | 1.11 | 0.95
Heat Content - natural gas for electric power | 1033 | btu/ft^3 | EIA, Heat Content of Natural Gas Consumed | https://www.eia.gov/dnav/ng/ng_cons_heat_a_EPG0_VEUH_btucf_a.htm |  |  |  |  | 5% | 1.05 | 1.76 | 1.13 | 1.9 | 0.91 | 1.53 | 0.77 | 1.3 | 0.95
[9 empty] | 6% | 1.16 | 2.02 | 1.25 | 2.17 | 1.01 | 1.76 | 0.85 | 1.49 | 0.95
Heat rate for natural gas-fired power plants, US, 2018 | [8 empty] | 7% | 1.27 | 2.28 | 1.36 | 2.46 | 1.1 | 1.99 | 0.93 | 1.68 | 0.95
https://www.eia.gov/electricity/annual/html/epa_08_02.html
Steam Turbine (ST) | 10334 | btu/kWh
Gas Turbine (GT) | 11138 | btu/kWh
Internal Combusion Engine (ICE) | 9009 | btu/kWh | [6 empty] | kg CO2e/kWh, methane GHG emissions as % of combustion CO2 emissions | ST | ST | GT | GT | ICE | ICE | CC | CC
Combined Cycle (CC) | 7627 | btu/kWh | [6 empty] | Methane Emissions Percent | GWP-100 | GWP-20 | GWP-100 | GWP-20 | GWP-100 | GWP-20 | GWP-100 | GWP-20
0% | bar: ST to CC
Emissions rate, natural gas combustion | [8 empty] | 1% | 18% | 42% | 18% | 42% | 18% | 42% | 18% | 42%
https://www.eia.gov/environment/emissions/co2_vol_mass.php | [8 empty] | 2% | 35% | 86% | 35% | 86% | 35% | 86% | 35% | 86%
Volume | 53.12 | kg CO2/mcf | [6 empty] | 3% | 54% | 130% | 54% | 130% | 54% | 130% | 54% | 130%
Energy | 53.07 | kg CO2/million btu | [6 empty] | 4% | 72% | 175% | 72% | 175% | 72% | 175% | 72% | 175%
[9 empty] | 5% | 91% | 221% | 91% | 221% | 91% | 221% | 91% | 221%
Calculations | [8 empty] | 6% | 111% | 268% | 111% | 268% | 111% | 268% | 111% | 268%
Natural gas fired power plant prime mover | ft^3 ngas/kWh | implied kg CO2/kWh, energy basis | implied kg CO2/kWh, volume basis | kg methane burned / kWh | kg methane withdrawn / kWh | This ratio should be 2.76 |  |  | 7% | 131% | 316% | 131% | 316% | 131% | 316% | 131% | 316%
ST | 10 | 0.55 | 0.53 | 0.22 | 0.26 | 2.437
GT | 10.78 | 0.59 | 0.57 | 0.24 | 0.29 | 2.437
ICE | 8.72 | 0.48 | 0.46 | 0.19 | 0.23 | 2.437
CC | 7.38 | 0.4 | 0.39 | 0.16 | 0.2 | 2.437
Coal details
Average US heat rate, 2018 | 10015 | btu/kWh | https://www.eia.gov/electricity/annual/html/epa_08_02.html
Combustion CO2 emissions | 95.35 | kg CO2/mmbtu | https://www.eia.gov/environment/emissions/co2_vol_mass.php
Space Heating
Assumptions and inputs
annual fuel utilization efficiency | 90% | high efficiency: https://www.energy.gov/energysaver/home-heating-systems/furnaces-and-boilers
kg CH4/GJ delivered | 20
kg CH4 withdrawn/kg CH4 delivered | 1.2 | estimated as ratio of 2018 gross withdrawals / dry production; note dry production < marketed production. https://www.eia.gov/dnav/ng/ng_prod_sum_a_EPG0_FPD_mmcf_a.htm
GJ/btu | 1.06e-06
GWP-100 | 36 | IPCC (AR5), fossil methane with climate-carbon feedback (WG1, Tables 8.7, 8.A.1)
GWP-20 | 87 | IPCC (AR5), fossil methane with climate-carbon feedback (WG1, Tables 8.7, 8.A.1)
Emissions rate, natural gas combustion
https://www.eia.gov/environment/emissions/co2_vol_mass.php
Volume | 53.12 | kg CO2/mcf
Energy | 53.07 | kg CO2/million btu delivered to user
Combustion emissions, natural gas-fired space heating
1 mmbtu of heat service | 59 | kg CO2/million btu of heat service
methane demand | 28 | kg CH4 withdrawn/mmbtu of heat service
GHG emissions associated with methane emissions as % of combustion emissions
Emissions Percent | GWP-100 | GWP-20
0% | 0% | 0%
1% | 18% | 42%
2% | 35% | 86%
3% | 54% | 130%
4% | 72% | 175%
5% | 91% | 221%
6% | 111% | 268%
Hydrogen
Assumptions and inputs
kg CH4 withdrawn/kg H2 produced | 4.3 | based on 59.8 g emitted CH4 /kg H2 in Spath & Mann 2000 SMR LCA, using assumption of 1.4% losses
GJ/btu | 1.06e-06
GWP-100 | 36 | IPCC (AR5), fossil methane with climate-carbon feedback (WG1, Tables 8.7, 8.A.1)
GWP-20 | 87 | IPCC (AR5), fossil methane with climate-carbon feedback (WG1, Tables 8.7, 8.A.1)
Life cycle emissions, SMR H2
kg H2 | 8.9 | kg CO2/kg H2 (Spath and Mann 2000)
GHG emissions associated with methane emissions as % of process emissions
Emissions Percent | GWP-100 | GWP-20
0% | 0% | 0%
1% | 17% | 42%
2% | 35% | 85%
3% | 53% | 129%
4% | 72% | 174%
5% | 91% | 220%
6% | 110% | 267%
7% | 130% | 315%
8% | 150% | 363%
9% | 171% | 413%
Combined figure

## Sensitivity
| Exploring Sensitivity of | Consumer economics | GHG Savings | Deemed BCR | Variable Range | Model Full | Model Partial
Independent | Pump Usage | Scales op cost change | Scales GHG Change | Scales Benefits | 50% to 100% of assumed; lower possible for partials | 0.8 | 0.5
| Pump Price | Scale capital cost | N/A ex cost per ton | Is Cost | 100% to 200% of assumed | 1.75 | 1.2
| Pump Efficiency | Drives a cost term | Drives an emissions term | Drives a cost term | 50% to 70% of assumed | 0.7 | 0.7
| GHG/kwh Assumptions | N/A | Direct | N/A Since used AECS | 2.5x Only affects computation for plan purposes | 2.5 | 2.5
| Leak Assumptions | May be proportional to pump size (which is not to usage) |  |  | Absent -- should be 100%of pump
COMPUTED VALUE |  |  |  | 2
0.91429
|  | Bad to worse | Probably stays positive, but cost per ton | Easily < 1
Deemed BCR Notes
Is roughly 2 for oil burners with EPA $200 SCC
So, if usage
Summary
Economics are between weak and negative for consumers even with incentives, since op costs can be negative
For oil, not harming environment often, except with leaks in low use cases
Oil Program BCR could easily go below 1
Real risks come from leverage -- not just affluent consumers